## Test Matrix
Test Cases
Model | Climate Zones | Representative City | Zip Code | Window/Skylight U-Factors
Small Office (Vertical Windows) | Cold (CZ16) | Bishop | 93514 | 0.25 | Simple & Modified
Medium Retail (Skylights) | Moderate (CZ13) | Fresno | 93727 | 0.5 | Simple & Modified
| Hot (CZ15) | Palm Springs | 92234 | 0.75 | Simple & Modified
|  |  |  | 1.03 | Simple & Modified
|  |  |  | 1.031 | Modified Only
|  |  |  | 1.25 | Modified Only
|  |  |  | 1.75 | Modified Only
|  |  |  | 2.25 | Modified Only

## Test Results_Windows
|  |  | electric | 13 |  | 12 |  | 14 |  | 23 |  | 8 | 13 |  | 12 |  | 14 |  | 23 |  | 8 | 13 |  | 12 |  | 14 |  | 23 |  | 8
|  |  | gas | 25 |  | 24 |  |  |  | 35 |  |  | 25 |  | 24 |  |  |  | 35 |  |  | 25 |  | 24 |  |  |  | 35
|  |  | Climate Zone Ref | 020015 | [8 empty] | 020013 | [8 empty] | 020016
|  |  |  | Hot Climate - Palm Springs, CA, - 92234 | [8 empty] | Balanced Climate - Fresno, CA, - 93727 | [8 empty] | Cold Climate - Bishop, CA, - 93514
|  |  |  | Annual Energy | [7 empty] | Compliance Margin | Annual Energy | [7 empty] | Compliance Margin | Annual Energy | [7 empty] | Compliance Margin
|  |  | U-Factor | Cooling |  | Heating |  | Fan |  | Total |  |  | Cooling |  | Heating |  | Fan |  | Total |  |  | Cooling |  | Heating |  | Fan |  | Total
|  |  |  | (Mbtu) | % diff | (Mbtu) | % diff | (Mbtu) | % diff | (Mbtu) | % diff | (TDV) | (Mbtu) | % diff | (Mbtu) | % diff | (Mbtu) | % diff | (Mbtu) | % diff | (TDV) | (Mbtu) | % diff | (Mbtu) | % diff | (Mbtu) | % diff | (Mbtu) | % diff | (TDV)
-SimpleFen0.25-OffSml |  | Small Office - Glazing Reference Method | 0.25 | 74.6826 | 0 | 3.0052 | 0 | 69.1887 | 0 | 270.2841 | 0 | 12.6 | 42.6198 | 0 | 23.1044 | 0 | 68.8778 | 0 | 259.3304 | 0 | 2.8 | 36.3082 | 0 | 49.7113 | 0 | 69.0952 | 0 | 281.008 | 0 | 8.3
-SimpleFen0.50-OffSml |  |  | 0.5 | 74.8758 | 0 | 4.2375 | 0 | 69.2552 | 0 | 271.6827 | 0 | 10.7 | 41.9301 | 0 | 29.6217 | 0 | 68.9214 | 0 | 265.1195 | 0 | 0.6 | 35.4703 | 0 | 62.6065 | 0 | 69.3621 | 0 | 293.2134 | 0 | 4.2
-SimpleFen0.75-OffSml |  |  | 0.75 | 76.3051 | 0 | 5.3474 | 0 | 69.3163 | 0 | 274.2189 | 0 | 7.5 | 42.3359 | 0 | 34.4791 | 0 | 69.0136 | 0 | 270.4172 | 0 | -2.5 | 35.7508 | 0 | 72.2557 | 0 | 69.6607 | 0 | 303.3582 | 0 | -0.5
-SimpleFen1.03-OffSml |  |  | 1.03 | 77.4533 | 0 | 6.6321 | 0 | 69.3651 | 0 | 276.6793 | 0 | 4.8 | 42.5977 | 0 | 39.3293 | 0 | 69.0935 | 0 | 275.5906 | 0 | -5.3 | 35.8839 | 0 | 81.8294 | 0 | 70.0522 | 0 | 313.4295 | 0 | -4.9
-ModifiedFen0.25-OffSml |  | Small Office - Glazing Fixed Inside Film Model | 0.25 | 74.7201 | 0.05027% | 3.0376 | 1.08% | 69.1805 | -0.01184% | 270.3459 | 0.02288% | 12.4 | 42.6359 | 0.03764% | 23.3083 | 0.8825% | 68.8743 | -0.004955% | 259.547 | 0.0835% | 2.8 | 36.3413 | 0.09118% | 50.0903 | 0.7624% | 69.1037 | 0.01235% | 281.4285 | 0.1497% | 8.8
-ModifiedFen0.50-OffSml |  |  | 0.5 | 74.9921 | 0.1554% | 4.3704 | 3.135% | 69.2467 | -0.01232% | 271.923 | 0.08845% | 10.5 | 41.9724 | 0.1009% | 30.2066 | 1.975% | 68.9286 | 0.0104% | 265.7535 | 0.2391% | 0.3 | 35.5368 | 0.1876% | 63.8404 | 1.971% | 69.3938 | 0.04576% | 294.5452 | 0.4542% | 4.3
-ModifiedFen0.75-OffSml |  |  | 0.75 | 76.5082 | 0.2661% | 5.6376 | 5.427% | 69.3064 | -0.01428% | 274.7019 | 0.1761% | 7 | 42.426 | 0.2128% | 35.6292 | 3.336% | 69.0361 | 0.03264% | 271.6799 | 0.467% | -3.2 | 35.8785 | 0.357% | 74.3608 | 2.913% | 69.7423 | 0.1171% | 305.6725 | 0.7629% | -0.8
-ModifiedFen1.03-OffSml |  |  | 1.03 | 77.7905 | 0.4354% | 7.1453 | 7.738% | 69.3566 | -0.0123% | 277.5212 | 0.3043% | 4.1 | 42.7492 | 0.3557% | 41.233 | 4.84% | 69.1392 | 0.06619% | 277.6909 | 0.7621% | -6.5 | 36.0908 | 0.5764% | 85.1527 | 4.061% | 70.2296 | 0.2533% | 317.1378 | 1.183% | -5.9
-ModifiedFen1.031-OffSml |  |  | 1.031 | 78.2062 | 0 | 7.5416 | 0 | 69.3573 | 0 | 278.3339 | 0 | 3.3 | 42.9413 | 0 | 42.498 | 0 | 69.161 | 0 | 279.1702 | 0 | -7.4 | 36.2887 | 0 | 87.553 | 0 | 70.3436 | 0 | 319.8497 | 0 | -7.3
-ModifiedFen1.25-OffSml |  |  | 1.25 | 79.2604 | 0 | 8.6397 | 0 | 69.3668 | 0 | 280.4958 | 0 | 1.1 | 43.4577 | 0 | 45.8859 | 0 | 69.2303 | 0 | 283.1438 | 0 | -9.9 | 36.8119 | 0 | 94.2014 | 0 | 70.6515 | 0 | 327.3288 | 0 | -11.2
-ModifiedFen1.75-OffSml |  |  | 1.75 | 81.9441 | 0 | 12.121 | 0 | 69.3767 | 0 | 286.6707 | 0 | -4 | 44.824 | 0 | 54.8143 | 0 | 69.4088 | 0 | 293.6166 | 0 | -16.3 | 38.2481 | 0 | 112.131 | 0 | 71.3617 | 0 | 347.4052 | 0 | -21.2
-ModifiedFen2.25-OffSml |  |  | 2.25 | 84.3731 | 0 | 16.3864 | 0 | 69.3989 | 0 | 293.3873 | 0 | -8.7 | 46.1369 | 0 | 63.9676 | 0 | 69.6133 | 0 | 304.2876 | 0 | -22.3 | 39.6587 | 0 | 130.175 | 0 | 71.8655 | 0 | 367.3632 | 0 | -30.6
| 1 | 2 | 3 | 4 | 5 | 6 | 7 | 8 | 9 | 10 | 11 | 12 | 13 | 14 | 15 | 16 | 17 | 18 | 19 | 20 | 21 | 22 | 23 | 24 | 25 | 26 | 27 | 28 | 29 | 30 | 31 | 32 | 33 | 34 | 35 | 36 | 37 | 38 | 39 | 40 | 41 | 42 | 43 | 44 | 45 | 46 | 47 | 48 | 49 | 50 | 51 | 52 | 53 | 54 | 55 | 56 | 57 | 58 | 59 | 60 | 61 | 62 | 63 | 64 | 65 | 66 | 67 | 68 | 69 | 70 | 71 | 72 | 73 | 74 | 75 | 76 | 77 | 78 | 79 | 80 | 81 | 82 | 83 | 84 | 85 | 86 | 87 | 88 | 89 | 90 | 91 | 92 | 93 | 94 | 95 | 96 | 97 | 98 | 99 | 100 | 101 | 102 | 103 | 104 | 105 | 106 | 107 | 108 | 109 | 110 | 111 | 112 | 113 | 114 | 115 | 116 | 117 | 118 | 119 | 120 | 121 | 122
Paste Results -> |  |  |  |  | Analysis: |  |  |  | Proposed Model: |  |  | Proposed Model | [11 empty] | Proposed Model | [11 empty] | Proposed Model | [11 empty] | Proposed Model | [7 empty] | Proposed Model | [5 empty] | Standard Model: |  |  | Standard Model | [11 empty] | Standard Model | [11 empty] | Standard Model | [11 empty] | Standard Model | [7 empty] | Standard Model | [5 empty] | Calling | Compliance |  |  |  | Secondary
[7 empty] | Pass / | Compliance | Elapsed |  |  | Electric Energy Consumption (kWh) | [11 empty] | Natural Gas Energy Consumption (therms) | [11 empty] | Propane Energy Consumption (MBtu) | [11 empty] | Time Dependent Valuation (kTDV/ft2) | [7 empty] | Cooling Unmet Load Hours |  |  | Heating Unmet Load Hours |  |  | Elapsed |  |  | Electric Energy Consumption (kWh) | [11 empty] | Natural Gas Energy Consumption (therms) | [11 empty] | Propane Energy Consumption (MBtu) | [11 empty] | Time Dependent Valuation (kTDV/ft2) | [7 empty] | Cooling Unmet Load Hours |  |  | Heating Unmet Load Hours |  |  | Application | Manager | Ruleset | OpenStudio | EnergyPlus | Simulation
Runs | Start Date & Time | Filename (saved to) | Run Title | Weather Station | Analysis Type | Elapsed Time | Fail | Margin | Time | Rule Eval Status | Simulation Status | Spc Heating | Spc Cooling | Indoor Fans | Ht Reject | Pumps & Misc | Domestic Hot Water | Indoor Lighting | Comp Total | Receptacle | Process | Other Ltg | TOTAL | Spc Heating | Spc Cooling | Indoor Fans | Ht Reject | Pumps & Misc | Domestic Hot Water | Indoor Lighting | Comp Total | Receptacle | Process | Other Ltg | TOTAL | Spc Heating | Spc Cooling | Indoor Fans | Ht Reject | Pumps & Misc | Domestic Hot Water | Indoor Lighting | Comp Total | Receptacle | Process | Other Ltg | TOTAL | Spc Heating | Spc Cooling | Indoor Fans | Ht Reject | Pumps & Misc | Domestic Hot Water | Indoor Lighting | Comp Total | Zone Max | Zone Name | Num Zones Exceed Max | Zone Max | Zone Name | Num Zones Exceed Max | Time | Rule Eval Status | Simulation Status | Spc Heating | Spc Cooling | Indoor Fans | Ht Reject | Pumps & Misc | Domestic Hot Water | Lighting | Comp Total | Receptacle | Process | Other Ltg | TOTAL | Spc Heating | Spc Cooling | Indoor Fans | Ht Reject | Pumps & Misc | Domestic Hot Water | Indoor Lighting | Comp Total | Receptacle | Process | Other Ltg | TOTAL | Spc Heating | Spc Cooling | Indoor Fans | Ht Reject | Pumps & Misc | Domestic Hot Water | Indoor Lighting | Comp Total | Receptacle | Process | Other Ltg | TOTAL | Spc Heating | Spc Cooling | Indoor Fans | Ht Reject | Pumps & Misc | Domestic Hot Water | Indoor Lighting | Comp Total | Zone Max | Zone Name | Num Zones Exceed Max | Zone Max | Zone Name | Num Zones Exceed Max | Version | Version | Version | Version | Version | Version | Weather File Path | Project Path
| 2016-May-12 12:24:46 | 020013-SimpleFen0.25-OffSml | 020013-SimpleFen0.25-OffSml | FRESNO_723890 | Title24Compliance | 1:16 | PASS | 2.8 | -- | -- | Successful (97 warnings) | 0 | 12487.5 | 20181 | 0 | 0 | 0 | 6885.51 | 39554 | 23566.7 | 0 | 0 | 63120.7 | 231.044 | 0 | 0 | 0 | 0 | 207.952 | 0 | 438.995 | 0 | 0 | 0 | 438.995 | 0 | 0 | 0 | 0 | 0 | 0 | 0 | 0 | 0 | 0 | 0 | 0 | 7.9651 | 82.1686 | 83.4485 | 0 | 0 | 6.1825 | 30.8819 | 210.647 | [6 empty] | -- | -- | Successful (97 warnings) | 0 | 12523.2 | 20910.5 | 0 | 0 | 0 | 6861.43 | 40295.1 | 23566.7 | 0 | 0 | 63861.8 | 252.442 | 0 | 0 | 0 | 0 | 153.862 | 0 | 406.304 | 0 | 0 | 0 | 406.304 | 0 | 0 | 0 | 0 | 0 | 0 | 0 | 0 | 0 | 0 | 0 | 0 | 8.6986 | 82.892 | 86.4621 | 0 | 0 | 4.5792 | 30.7699 | 213.402 | [6 empty] | CBECC-Com 2013-3d (832) | BEMCmpMgr 2013 v3d (4008) | CA 2013 Nonresidential, Vers. 2.0 | 1.11.1.d869ebc332 | 8.5 | - | C:\360Local\CBECC-COM_SF\trunk\CBECC-Com13\Data\EPW\ | C:\360Local\CBECC-COM_SF\trunk\CBECC-Com13\Projects\InsideConvCoef Tests\BatchOut_160512_Initial test_01\
| 2016-May-12 12:26:12 | 020013-SimpleFen0.50-OffSml | 020013-SimpleFen0.50-OffSml | FRESNO_723890 | Title24Compliance | 1:20 | PASS | 0.6 | -- | -- | Successful (97 warnings) | 0 | 12285.4 | 20193.8 | 0 | 0 | 0 | 6861.43 | 39340.6 | 23566.7 | 0 | 0 | 62907.3 | 296.217 | 0 | 0 | 0 | 0 | 207.952 | 0 | 504.169 | 0 | 0 | 0 | 504.169 | 0 | 0 | 0 | 0 | 0 | 0 | 0 | 0 | 0 | 0 | 0 | 0 | 10.1986 | 82.1762 | 83.487 | 0 | 0 | 6.1825 | 30.7699 | 212.814 | [6 empty] | -- | -- | Successful (97 warnings) | 0 | 12523.2 | 20910.5 | 0 | 0 | 0 | 6861.43 | 40295.1 | 23566.7 | 0 | 0 | 63861.8 | 252.442 | 0 | 0 | 0 | 0 | 153.862 | 0 | 406.304 | 0 | 0 | 0 | 406.304 | 0 | 0 | 0 | 0 | 0 | 0 | 0 | 0 | 0 | 0 | 0 | 0 | 8.6986 | 82.892 | 86.4621 | 0 | 0 | 4.5792 | 30.7699 | 213.402 | [6 empty] | CBECC-Com 2013-3d (832) | BEMCmpMgr 2013 v3d (4008) | CA 2013 Nonresidential, Vers. 2.0 | 1.11.1.d869ebc332 | 8.5 | - | C:\360Local\CBECC-COM_SF\trunk\CBECC-Com13\Data\EPW\ | C:\360Local\CBECC-COM_SF\trunk\CBECC-Com13\Projects\InsideConvCoef Tests\BatchOut_160512_Initial test_01\
| 2016-May-12 12:27:42 | 020013-SimpleFen0.75-OffSml | 020013-SimpleFen0.75-OffSml | FRESNO_723890 | Title24Compliance | 1:25 | FAIL | -2.5 | -- | -- | Successful (97 warnings) | 0 | 12404.3 | 20220.8 | 0 | 0 | 0 | 6844.53 | 39469.6 | 23566.7 | 0 | 0 | 63036.3 | 344.791 | 0 | 0 | 0 | 0 | 207.952 | 0 | 552.743 | 0 | 0 | 0 | 552.743 | 0 | 0 | 0 | 0 | 0 | 0 | 0 | 0 | 0 | 0 | 0 | 0 | 11.8654 | 83.6349 | 83.5715 | 0 | 0 | 6.1825 | 30.6909 | 215.945 | [6 empty] | -- | -- | Successful (97 warnings) | 0 | 12523.2 | 20910.5 | 0 | 0 | 0 | 6861.43 | 40295.1 | 23566.7 | 0 | 0 | 63861.8 | 252.442 | 0 | 0 | 0 | 0 | 153.862 | 0 | 406.304 | 0 | 0 | 0 | 406.304 | 0 | 0 | 0 | 0 | 0 | 0 | 0 | 0 | 0 | 0 | 0 | 0 | 8.6986 | 82.892 | 86.4621 | 0 | 0 | 4.5792 | 30.7699 | 213.402 | [6 empty] | CBECC-Com 2013-3d (832) | BEMCmpMgr 2013 v3d (4008) | CA 2013 Nonresidential, Vers. 2.0 | 1.11.1.d869ebc332 | 8.5 | - | C:\360Local\CBECC-COM_SF\trunk\CBECC-Com13\Data\EPW\ | C:\360Local\CBECC-COM_SF\trunk\CBECC-Com13\Projects\InsideConvCoef Tests\BatchOut_160512_Initial test_01\
| 2016-May-12 12:28:58 | 020013-SimpleFen1.03-OffSml | 020013-SimpleFen1.03-OffSml | FRESNO_723890 | Title24Compliance | 1:11 | FAIL | -5.3 | -- | -- | Successful (97 warnings) | 0 | 12481 | 20244.2 | 0 | 0 | 0 | 6839.03 | 39564.3 | 23566.7 | 0 | 0 | 63131 | 393.293 | 0 | 0 | 0 | 0 | 207.952 | 0 | 601.245 | 0 | 0 | 0 | 601.245 | 0 | 0 | 0 | 0 | 0 | 0 | 0 | 0 | 0 | 0 | 0 | 0 | 13.5173 | 84.8239 | 83.6471 | 0 | 0 | 6.1825 | 30.6651 | 218.836 | [6 empty] | -- | -- | Successful (97 warnings) | 0 | 12523.2 | 20910.5 | 0 | 0 | 0 | 6861.43 | 40295.1 | 23566.7 | 0 | 0 | 63861.8 | 252.442 | 0 | 0 | 0 | 0 | 153.862 | 0 | 406.304 | 0 | 0 | 0 | 406.304 | 0 | 0 | 0 | 0 | 0 | 0 | 0 | 0 | 0 | 0 | 0 | 0 | 8.6986 | 82.892 | 86.4621 | 0 | 0 | 4.5792 | 30.7699 | 213.402 | [6 empty] | CBECC-Com 2013-3d (832) | BEMCmpMgr 2013 v3d (4008) | CA 2013 Nonresidential, Vers. 2.0 | 1.11.1.d869ebc332 | 8.5 | - | C:\360Local\CBECC-COM_SF\trunk\CBECC-Com13\Data\EPW\ | C:\360Local\CBECC-COM_SF\trunk\CBECC-Com13\Projects\InsideConvCoef Tests\BatchOut_160512_Initial test_01\
| 2016-May-12 12:30:24 | 020013-ModifiedFen0.25-OffSml | 020013-ModifiedFen0.25-OffSml | FRESNO_723890 | Title24Compliance | 1:21 | PASS | 2.8 | -- | -- | Successful (97 warnings) | 0 | 12492.2 | 20180 | 0 | 0 | 0 | 6885.51 | 39557.7 | 23566.7 | 0 | 0 | 63124.4 | 233.083 | 0 | 0 | 0 | 0 | 207.952 | 0 | 441.034 | 0 | 0 | 0 | 441.034 | 0 | 0 | 0 | 0 | 0 | 0 | 0 | 0 | 0 | 0 | 0 | 0 | 8.0358 | 82.1996 | 83.4452 | 0 | 0 | 6.1825 | 30.8819 | 210.745 | [6 empty] | -- | -- | Successful (97 warnings) | 0 | 12526.2 | 20887.3 | 0 | 0 | 0 | 6861.43 | 40275 | 23566.7 | 0 | 0 | 63841.6 | 256.349 | 0 | 0 | 0 | 0 | 153.862 | 0 | 410.211 | 0 | 0 | 0 | 410.211 | 0 | 0 | 0 | 0 | 0 | 0 | 0 | 0 | 0 | 0 | 0 | 0 | 8.836 | 82.9453 | 86.3644 | 0 | 0 | 4.5792 | 30.7699 | 213.495 | [6 empty] | CBECC-Com 2013-3d (832) | BEMCmpMgr 2013 v3d (4008) | CA 2013 Nonresidential, Vers. 2.0 | 1.11.1.d869ebc332 | 8.5 | - | C:\360Local\CBECC-COM_SF\trunk\CBECC-Com13\Data\EPW\ | C:\360Local\CBECC-COM_SF\trunk\CBECC-Com13\Projects\InsideConvCoef Tests\BatchOut_160512_Initial test_01\
| 2016-May-12 12:31:44 | 020013-ModifiedFen0.50-OffSml | 020013-ModifiedFen0.50-OffSml | FRESNO_723890 | Title24Compliance | 1:16 | PASS | 0.3 | -- | -- | Successful (97 warnings) | 0 | 12297.8 | 20195.9 | 0 | 0 | 0 | 6861.43 | 39355.1 | 23566.7 | 0 | 0 | 62921.7 | 302.066 | 0 | 0 | 0 | 0 | 207.952 | 0 | 510.017 | 0 | 0 | 0 | 510.017 | 0 | 0 | 0 | 0 | 0 | 0 | 0 | 0 | 0 | 0 | 0 | 0 | 10.4028 | 82.3118 | 83.4934 | 0 | 0 | 6.1825 | 30.7699 | 213.16 | [6 empty] | -- | -- | Successful (97 warnings) | 0 | 12526.2 | 20887.3 | 0 | 0 | 0 | 6861.43 | 40275 | 23566.7 | 0 | 0 | 63841.6 | 256.349 | 0 | 0 | 0 | 0 | 153.862 | 0 | 410.211 | 0 | 0 | 0 | 410.211 | 0 | 0 | 0 | 0 | 0 | 0 | 0 | 0 | 0 | 0 | 0 | 0 | 8.836 | 82.9453 | 86.3644 | 0 | 0 | 4.5792 | 30.7699 | 213.495 | [6 empty] | CBECC-Com 2013-3d (832) | BEMCmpMgr 2013 v3d (4008) | CA 2013 Nonresidential, Vers. 2.0 | 1.11.1.d869ebc332 | 8.5 | - | C:\360Local\CBECC-COM_SF\trunk\CBECC-Com13\Data\EPW\ | C:\360Local\CBECC-COM_SF\trunk\CBECC-Com13\Projects\InsideConvCoef Tests\BatchOut_160512_Initial test_01\
| 2016-May-12 12:33:04 | 020013-ModifiedFen0.75-OffSml | 020013-ModifiedFen0.75-OffSml | FRESNO_723890 | Title24Compliance | 1:15 | FAIL | -3.2 | -- | -- | Successful (97 warnings) | 0 | 12430.7 | 20227.4 | 0 | 0 | 0 | 6844.53 | 39502.6 | 23566.7 | 0 | 0 | 63069.3 | 356.292 | 0 | 0 | 0 | 0 | 207.952 | 0 | 564.244 | 0 | 0 | 0 | 564.244 | 0 | 0 | 0 | 0 | 0 | 0 | 0 | 0 | 0 | 0 | 0 | 0 | 12.2607 | 83.8792 | 83.593 | 0 | 0 | 6.1825 | 30.6909 | 216.606 | [6 empty] | -- | -- | Successful (97 warnings) | 0 | 12526.2 | 20887.3 | 0 | 0 | 0 | 6861.43 | 40275 | 23566.7 | 0 | 0 | 63841.6 | 256.349 | 0 | 0 | 0 | 0 | 153.862 | 0 | 410.211 | 0 | 0 | 0 | 410.211 | 0 | 0 | 0 | 0 | 0 | 0 | 0 | 0 | 0 | 0 | 0 | 0 | 8.836 | 82.9453 | 86.3644 | 0 | 0 | 4.5792 | 30.7699 | 213.495 | [6 empty] | CBECC-Com 2013-3d (832) | BEMCmpMgr 2013 v3d (4008) | CA 2013 Nonresidential, Vers. 2.0 | 1.11.1.d869ebc332 | 8.5 | - | C:\360Local\CBECC-COM_SF\trunk\CBECC-Com13\Data\EPW\ | C:\360Local\CBECC-COM_SF\trunk\CBECC-Com13\Projects\InsideConvCoef Tests\BatchOut_160512_Initial test_01\
| 2016-May-12 12:34:10 | 020013-ModifiedFen1.03-OffSml | 020013-ModifiedFen1.03-OffSml | FRESNO_723890 | Title24Compliance | 1:02 | FAIL | -6.5 | -- | -- | Successful (97 warnings) | 0 | 12525.4 | 20257.6 | 0 | 0 | 0 | 6839.03 | 39621.9 | 23566.7 | 0 | 0 | 63188.6 | 412.33 | 0 | 0 | 0 | 0 | 207.952 | 0 | 620.282 | 0 | 0 | 0 | 620.282 | 0 | 0 | 0 | 0 | 0 | 0 | 0 | 0 | 0 | 0 | 0 | 0 | 14.1661 | 85.2166 | 83.6897 | 0 | 0 | 6.1825 | 30.6651 | 219.92 | [6 empty] | -- | -- | Successful (97 warnings) | 0 | 12526.2 | 20887.3 | 0 | 0 | 0 | 6861.43 | 40275 | 23566.7 | 0 | 0 | 63841.6 | 256.349 | 0 | 0 | 0 | 0 | 153.862 | 0 | 410.211 | 0 | 0 | 0 | 410.211 | 0 | 0 | 0 | 0 | 0 | 0 | 0 | 0 | 0 | 0 | 0 | 0 | 8.836 | 82.9453 | 86.3644 | 0 | 0 | 4.5792 | 30.7699 | 213.495 | [6 empty] | CBECC-Com 2013-3d (832) | BEMCmpMgr 2013 v3d (4008) | CA 2013 Nonresidential, Vers. 2.0 | 1.11.1.d869ebc332 | 8.5 | - | C:\360Local\CBECC-COM_SF\trunk\CBECC-Com13\Data\EPW\ | C:\360Local\CBECC-COM_SF\trunk\CBECC-Com13\Projects\InsideConvCoef Tests\BatchOut_160512_Initial test_01\
| 2016-May-12 12:35:29 | 020013-ModifiedFen1.031-OffSml | 020013-ModifiedFen1.031-OffSml | FRESNO_723890 | Title24Compliance | 1:14 | FAIL | -7.4 | -- | -- | Successful (97 warnings) | 0 | 12581.7 | 20264 | 0 | 0 | 0 | 6839.03 | 39684.7 | 23566.7 | 0 | 0 | 63251.4 | 424.98 | 0 | 0 | 0 | 0 | 207.952 | 0 | 632.932 | 0 | 0 | 0 | 632.932 | 0 | 0 | 0 | 0 | 0 | 0 | 0 | 0 | 0 | 0 | 0 | 0 | 14.596 | 85.7112 | 83.7102 | 0 | 0 | 6.1825 | 30.6651 | 220.865 | [6 empty] | -- | -- | Successful (97 warnings) | 0 | 12526.2 | 20887.3 | 0 | 0 | 0 | 6861.43 | 40275 | 23566.7 | 0 | 0 | 63841.6 | 256.349 | 0 | 0 | 0 | 0 | 153.862 | 0 | 410.211 | 0 | 0 | 0 | 410.211 | 0 | 0 | 0 | 0 | 0 | 0 | 0 | 0 | 0 | 0 | 0 | 0 | 8.836 | 82.9453 | 86.3644 | 0 | 0 | 4.5792 | 30.7699 | 213.495 | [6 empty] | CBECC-Com 2013-3d (832) | BEMCmpMgr 2013 v3d (4008) | CA 2013 Nonresidential, Vers. 2.0 | 1.11.1.d869ebc332 | 8.5 | - | C:\360Local\CBECC-COM_SF\trunk\CBECC-Com13\Data\EPW\ | C:\360Local\CBECC-COM_SF\trunk\CBECC-Com13\Projects\InsideConvCoef Tests\BatchOut_160512_Initial test_01\
| 2016-May-12 12:36:43 | 020013-ModifiedFen1.25-OffSml | 020013-ModifiedFen1.25-OffSml | FRESNO_723890 | Title24Compliance | 1:09 | FAIL | -9.9 | -- | -- | Successful (97 warnings) | 0 | 12733 | 20284.3 | 0 | 0 | 0 | 6839.03 | 39856.4 | 23566.7 | 0 | 0 | 63423 | 458.859 | 0 | 0 | 0 | 0 | 207.952 | 0 | 666.811 | 0 | 0 | 0 | 666.811 | 0 | 0 | 0 | 0 | 0 | 0 | 0 | 0 | 0 | 0 | 0 | 0 | 15.7432 | 86.9912 | 83.7738 | 0 | 0 | 6.1825 | 30.6651 | 223.356 | [6 empty] | -- | -- | Successful (97 warnings) | 0 | 12526.2 | 20887.3 | 0 | 0 | 0 | 6861.43 | 40275 | 23566.7 | 0 | 0 | 63841.6 | 256.349 | 0 | 0 | 0 | 0 | 153.862 | 0 | 410.211 | 0 | 0 | 0 | 410.211 | 0 | 0 | 0 | 0 | 0 | 0 | 0 | 0 | 0 | 0 | 0 | 0 | 8.836 | 82.9453 | 86.3644 | 0 | 0 | 4.5792 | 30.7699 | 213.495 | [6 empty] | CBECC-Com 2013-3d (832) | BEMCmpMgr 2013 v3d (4008) | CA 2013 Nonresidential, Vers. 2.0 | 1.11.1.d869ebc332 | 8.5 | - | C:\360Local\CBECC-COM_SF\trunk\CBECC-Com13\Data\EPW\ | C:\360Local\CBECC-COM_SF\trunk\CBECC-Com13\Projects\InsideConvCoef Tests\BatchOut_160512_Initial test_01\
| 2016-May-12 12:37:55 | 020013-ModifiedFen1.75-OffSml | 020013-ModifiedFen1.75-OffSml | FRESNO_723890 | Title24Compliance | 1:07 | FAIL | -16.3 | -- | -- | Successful (97 warnings) | 0 | 13133.3 | 20336.6 | 0 | 0 | 0 | 6839.03 | 40308.9 | 23566.7 | 0 | 0 | 63875.5 | 548.143 | 0 | 0 | 0 | 0 | 207.952 | 0 | 756.095 | 0 | 0 | 0 | 756.095 | 0 | 0 | 0 | 0 | 0 | 0 | 0 | 0 | 0 | 0 | 0 | 0 | 18.7544 | 90.191 | 83.9336 | 0 | 0 | 6.1825 | 30.6651 | 229.727 | [6 empty] | -- | -- | Successful (97 warnings) | 0 | 12526.2 | 20887.3 | 0 | 0 | 0 | 6861.43 | 40275 | 23566.7 | 0 | 0 | 63841.6 | 256.349 | 0 | 0 | 0 | 0 | 153.862 | 0 | 410.211 | 0 | 0 | 0 | 410.211 | 0 | 0 | 0 | 0 | 0 | 0 | 0 | 0 | 0 | 0 | 0 | 0 | 8.836 | 82.9453 | 86.3644 | 0 | 0 | 4.5792 | 30.7699 | 213.495 | [6 empty] | CBECC-Com 2013-3d (832) | BEMCmpMgr 2013 v3d (4008) | CA 2013 Nonresidential, Vers. 2.0 | 1.11.1.d869ebc332 | 8.5 | - | C:\360Local\CBECC-COM_SF\trunk\CBECC-Com13\Data\EPW\ | C:\360Local\CBECC-COM_SF\trunk\CBECC-Com13\Projects\InsideConvCoef Tests\BatchOut_160512_Initial test_01\
| 2016-May-12 12:39:13 | 020013-ModifiedFen2.25-OffSml | 020013-ModifiedFen2.25-OffSml | FRESNO_723890 | Title24Compliance | 1:13 | FAIL | -22.3 | -- | -- | Successful (97 warnings) | 0 | 13518 | 20396.5 | 0 | 0 | 0 | 6839.03 | 40753.5 | 23566.7 | 0 | 0 | 64320.2 | 639.676 | 0 | 0 | 0 | 0 | 207.952 | 0 | 847.628 | 0 | 0 | 0 | 847.628 | 0 | 0 | 0 | 0 | 0 | 0 | 0 | 0 | 0 | 0 | 0 | 0 | 21.8182 | 92.9584 | 84.1184 | 0 | 0 | 6.1825 | 30.6651 | 235.743 | [6 empty] | -- | -- | Successful (97 warnings) | 0 | 12526.2 | 20887.3 | 0 | 0 | 0 | 6861.43 | 40275 | 23566.7 | 0 | 0 | 63841.6 | 256.349 | 0 | 0 | 0 | 0 | 153.862 | 0 | 410.211 | 0 | 0 | 0 | 410.211 | 0 | 0 | 0 | 0 | 0 | 0 | 0 | 0 | 0 | 0 | 0 | 0 | 8.836 | 82.9453 | 86.3644 | 0 | 0 | 4.5792 | 30.7699 | 213.495 | [6 empty] | CBECC-Com 2013-3d (832) | BEMCmpMgr 2013 v3d (4008) | CA 2013 Nonresidential, Vers. 2.0 | 1.11.1.d869ebc332 | 8.5 | - | C:\360Local\CBECC-COM_SF\trunk\CBECC-Com13\Data\EPW\ | C:\360Local\CBECC-COM_SF\trunk\CBECC-Com13\Projects\InsideConvCoef Tests\BatchOut_160512_Initial test_01\
| 2016-May-12 12:40:28 | 020015-SimpleFen0.25-OffSml | 020015-SimpleFen0.25-OffSml | PALM-SPRINGS-INTL_722868 | Title24Compliance | 1:10 | PASS | 12.6 | -- | -- | Successful (97 warnings) | 0 | 21881.8 | 20272.1 | 0 | 0 | 0 | 6821.21 | 48975.1 | 23566.7 | 0 | 0 | 72541.8 | 30.0516 | 0 | 0 | 0 | 0 | 196.938 | 0 | 226.989 | 0 | 0 | 0 | 226.989 | 0 | 0 | 0 | 0 | 0 | 0 | 0 | 0 | 0 | 0 | 0 | 0 | 1.0413 | 125.344 | 83.282 | 0 | 0 | 5.8975 | 30.7239 | 246.289 | [6 empty] | -- | -- | Successful (97 warnings) | 0 | 22818.1 | 22369.5 | 0 | 0 | 0 | 6793.83 | 51981.4 | 23566.7 | 0 | 0 | 75548.1 | 30.2826 | 0 | 0 | 0 | 0 | 141.602 | 0 | 171.885 | 0 | 0 | 0 | 171.885 | 0 | 0 | 0 | 0 | 0 | 0 | 0 | 0 | 0 | 0 | 0 | 0 | 1.0491 | 131.098 | 91.8919 | 0 | 0 | 4.2449 | 30.5985 | 258.883 | [6 empty] | CBECC-Com 2013-3d (832) | BEMCmpMgr 2013 v3d (4008) | CA 2013 Nonresidential, Vers. 2.0 | 1.11.1.d869ebc332 | 8.5 | - | C:\360Local\CBECC-COM_SF\trunk\CBECC-Com13\Data\EPW\ | C:\360Local\CBECC-COM_SF\trunk\CBECC-Com13\Projects\InsideConvCoef Tests\BatchOut_160512_Initial test_01\
| 2016-May-12 12:41:40 | 020015-SimpleFen0.50-OffSml | 020015-SimpleFen0.50-OffSml | PALM-SPRINGS-INTL_722868 | Title24Compliance | 1:08 | PASS | 10.7 | -- | -- | Successful (97 warnings) | 0 | 21938.4 | 20291.6 | 0 | 0 | 0 | 6793.83 | 49023.8 | 23566.7 | 0 | 0 | 72590.5 | 42.375 | 0 | 0 | 0 | 0 | 196.938 | 0 | 239.313 | 0 | 0 | 0 | 239.313 | 0 | 0 | 0 | 0 | 0 | 0 | 0 | 0 | 0 | 0 | 0 | 0 | 1.4726 | 126.795 | 83.3464 | 0 | 0 | 5.8975 | 30.5985 | 248.11 | [6 empty] | -- | -- | Successful (97 warnings) | 0 | 22818.1 | 22369.5 | 0 | 0 | 0 | 6793.83 | 51981.4 | 23566.7 | 0 | 0 | 75548.1 | 30.2826 | 0 | 0 | 0 | 0 | 141.602 | 0 | 171.885 | 0 | 0 | 0 | 171.885 | 0 | 0 | 0 | 0 | 0 | 0 | 0 | 0 | 0 | 0 | 0 | 0 | 1.0491 | 131.098 | 91.8919 | 0 | 0 | 4.2449 | 30.5985 | 258.883 | [6 empty] | CBECC-Com 2013-3d (832) | BEMCmpMgr 2013 v3d (4008) | CA 2013 Nonresidential, Vers. 2.0 | 1.11.1.d869ebc332 | 8.5 | - | C:\360Local\CBECC-COM_SF\trunk\CBECC-Com13\Data\EPW\ | C:\360Local\CBECC-COM_SF\trunk\CBECC-Com13\Projects\InsideConvCoef Tests\BatchOut_160512_Initial test_01\
| 2016-May-12 12:42:55 | 020015-SimpleFen0.75-OffSml | 020015-SimpleFen0.75-OffSml | PALM-SPRINGS-INTL_722868 | Title24Compliance | 1:10 | PASS | 7.5 | -- | -- | Successful (97 warnings) | 0 | 22357.2 | 20309.5 | 0 | 0 | 0 | 6774.91 | 49441.7 | 23566.7 | 0 | 0 | 73008.4 | 53.4739 | 0 | 0 | 0 | 0 | 196.938 | 0 | 250.412 | 0 | 0 | 0 | 250.412 | 0 | 0 | 0 | 0 | 0 | 0 | 0 | 0 | 0 | 0 | 0 | 0 | 1.8644 | 129.617 | 83.4029 | 0 | 0 | 5.8975 | 30.5112 | 251.293 | [6 empty] | -- | -- | Successful (97 warnings) | 0 | 22818.1 | 22369.5 | 0 | 0 | 0 | 6793.83 | 51981.4 | 23566.7 | 0 | 0 | 75548.1 | 30.2826 | 0 | 0 | 0 | 0 | 141.602 | 0 | 171.885 | 0 | 0 | 0 | 171.885 | 0 | 0 | 0 | 0 | 0 | 0 | 0 | 0 | 0 | 0 | 0 | 0 | 1.0491 | 131.098 | 91.8919 | 0 | 0 | 4.2449 | 30.5985 | 258.883 | [6 empty] | CBECC-Com 2013-3d (832) | BEMCmpMgr 2013 v3d (4008) | CA 2013 Nonresidential, Vers. 2.0 | 1.11.1.d869ebc332 | 8.5 | - | C:\360Local\CBECC-COM_SF\trunk\CBECC-Com13\Data\EPW\ | C:\360Local\CBECC-COM_SF\trunk\CBECC-Com13\Projects\InsideConvCoef Tests\BatchOut_160512_Initial test_01\
| 2016-May-12 12:44:22 | 020015-SimpleFen1.03-OffSml | 020015-SimpleFen1.03-OffSml | PALM-SPRINGS-INTL_722868 | Title24Compliance | 1:22 | PASS | 4.8 | -- | -- | Successful (97 warnings) | 0 | 22693.6 | 20323.8 | 0 | 0 | 0 | 6768.8 | 49786.2 | 23566.7 | 0 | 0 | 73352.9 | 66.3214 | 0 | 0 | 0 | 0 | 196.938 | 0 | 263.259 | 0 | 0 | 0 | 263.259 | 0 | 0 | 0 | 0 | 0 | 0 | 0 | 0 | 0 | 0 | 0 | 0 | 2.3151 | 131.898 | 83.4475 | 0 | 0 | 5.8975 | 30.483 | 254.041 | [6 empty] | -- | -- | Successful (97 warnings) | 0 | 22818.1 | 22369.5 | 0 | 0 | 0 | 6793.83 | 51981.4 | 23566.7 | 0 | 0 | 75548.1 | 30.2826 | 0 | 0 | 0 | 0 | 141.602 | 0 | 171.885 | 0 | 0 | 0 | 171.885 | 0 | 0 | 0 | 0 | 0 | 0 | 0 | 0 | 0 | 0 | 0 | 0 | 1.0491 | 131.098 | 91.8919 | 0 | 0 | 4.2449 | 30.5985 | 258.883 | [6 empty] | CBECC-Com 2013-3d (832) | BEMCmpMgr 2013 v3d (4008) | CA 2013 Nonresidential, Vers. 2.0 | 1.11.1.d869ebc332 | 8.5 | - | C:\360Local\CBECC-COM_SF\trunk\CBECC-Com13\Data\EPW\ | C:\360Local\CBECC-COM_SF\trunk\CBECC-Com13\Projects\InsideConvCoef Tests\BatchOut_160512_Initial test_01\
| 2016-May-12 12:45:39 | 020015-ModifiedFen0.25-OffSml | 020015-ModifiedFen0.25-OffSml | PALM-SPRINGS-INTL_722868 | Title24Compliance | 1:12 | PASS | 12.4 | -- | -- | Successful (97 warnings) | 0 | 21892.8 | 20269.7 | 0 | 0 | 0 | 6821.21 | 48983.7 | 23566.7 | 0 | 0 | 72550.4 | 30.3763 | 0 | 0 | 0 | 0 | 196.938 | 0 | 227.314 | 0 | 0 | 0 | 227.314 | 0 | 0 | 0 | 0 | 0 | 0 | 0 | 0 | 0 | 0 | 0 | 0 | 1.0534 | 125.388 | 83.2762 | 0 | 0 | 5.8975 | 30.7239 | 246.339 | [6 empty] | -- | -- | Successful (97 warnings) | 0 | 22828.2 | 22330 | 0 | 0 | 0 | 6793.83 | 51952.1 | 23566.7 | 0 | 0 | 75518.8 | 30.9254 | 0 | 0 | 0 | 0 | 141.602 | 0 | 172.527 | 0 | 0 | 0 | 172.527 | 0 | 0 | 0 | 0 | 0 | 0 | 0 | 0 | 0 | 0 | 0 | 0 | 1.073 | 131.162 | 91.7347 | 0 | 0 | 4.2449 | 30.5985 | 258.813 | [6 empty] | CBECC-Com 2013-3d (832) | BEMCmpMgr 2013 v3d (4008) | CA 2013 Nonresidential, Vers. 2.0 | 1.11.1.d869ebc332 | 8.5 | - | C:\360Local\CBECC-COM_SF\trunk\CBECC-Com13\Data\EPW\ | C:\360Local\CBECC-COM_SF\trunk\CBECC-Com13\Projects\InsideConvCoef Tests\BatchOut_160512_Initial test_01\
| 2016-May-12 12:46:50 | 020015-ModifiedFen0.50-OffSml | 020015-ModifiedFen0.50-OffSml | PALM-SPRINGS-INTL_722868 | Title24Compliance | 1:07 | PASS | 10.5 | -- | -- | Successful (97 warnings) | 0 | 21972.5 | 20289.1 | 0 | 0 | 0 | 6793.83 | 49055.3 | 23566.7 | 0 | 0 | 72622 | 43.7035 | 0 | 0 | 0 | 0 | 196.938 | 0 | 240.641 | 0 | 0 | 0 | 240.641 | 0 | 0 | 0 | 0 | 0 | 0 | 0 | 0 | 0 | 0 | 0 | 0 | 1.5212 | 126.998 | 83.3403 | 0 | 0 | 5.8975 | 30.5985 | 248.355 | [6 empty] | -- | -- | Successful (97 warnings) | 0 | 22828.2 | 22330 | 0 | 0 | 0 | 6793.83 | 51952.1 | 23566.7 | 0 | 0 | 75518.8 | 30.9254 | 0 | 0 | 0 | 0 | 141.602 | 0 | 172.527 | 0 | 0 | 0 | 172.527 | 0 | 0 | 0 | 0 | 0 | 0 | 0 | 0 | 0 | 0 | 0 | 0 | 1.073 | 131.162 | 91.7347 | 0 | 0 | 4.2449 | 30.5985 | 258.813 | [6 empty] | CBECC-Com 2013-3d (832) | BEMCmpMgr 2013 v3d (4008) | CA 2013 Nonresidential, Vers. 2.0 | 1.11.1.d869ebc332 | 8.5 | - | C:\360Local\CBECC-COM_SF\trunk\CBECC-Com13\Data\EPW\ | C:\360Local\CBECC-COM_SF\trunk\CBECC-Com13\Projects\InsideConvCoef Tests\BatchOut_160512_Initial test_01\
| 2016-May-12 12:48:08 | 020015-ModifiedFen0.75-OffSml | 020015-ModifiedFen0.75-OffSml | PALM-SPRINGS-INTL_722868 | Title24Compliance | 1:13 | PASS | 7 | -- | -- | Successful (97 warnings) | 0 | 22416.7 | 20306.6 | 0 | 0 | 0 | 6774.91 | 49498.2 | 23566.7 | 0 | 0 | 73064.9 | 56.3757 | 0 | 0 | 0 | 0 | 196.938 | 0 | 253.314 | 0 | 0 | 0 | 253.314 | 0 | 0 | 0 | 0 | 0 | 0 | 0 | 0 | 0 | 0 | 0 | 0 | 1.9668 | 129.964 | 83.3955 | 0 | 0 | 5.8975 | 30.5112 | 251.735 | [6 empty] | -- | -- | Successful (97 warnings) | 0 | 22828.2 | 22330 | 0 | 0 | 0 | 6793.83 | 51952.1 | 23566.7 | 0 | 0 | 75518.8 | 30.9254 | 0 | 0 | 0 | 0 | 141.602 | 0 | 172.527 | 0 | 0 | 0 | 172.527 | 0 | 0 | 0 | 0 | 0 | 0 | 0 | 0 | 0 | 0 | 0 | 0 | 1.073 | 131.162 | 91.7347 | 0 | 0 | 4.2449 | 30.5985 | 258.813 | [6 empty] | CBECC-Com 2013-3d (832) | BEMCmpMgr 2013 v3d (4008) | CA 2013 Nonresidential, Vers. 2.0 | 1.11.1.d869ebc332 | 8.5 | - | C:\360Local\CBECC-COM_SF\trunk\CBECC-Com13\Data\EPW\ | C:\360Local\CBECC-COM_SF\trunk\CBECC-Com13\Projects\InsideConvCoef Tests\BatchOut_160512_Initial test_01\
| 2016-May-12 12:49:26 | 020015-ModifiedFen1.03-OffSml | 020015-ModifiedFen1.03-OffSml | PALM-SPRINGS-INTL_722868 | Title24Compliance | 1:13 | PASS | 4.1 | -- | -- | Successful (97 warnings) | 0 | 22792.4 | 20321.3 | 0 | 0 | 0 | 6768.8 | 49882.5 | 23566.7 | 0 | 0 | 73449.2 | 71.4534 | 0 | 0 | 0 | 0 | 196.938 | 0 | 268.391 | 0 | 0 | 0 | 268.391 | 0 | 0 | 0 | 0 | 0 | 0 | 0 | 0 | 0 | 0 | 0 | 0 | 2.4973 | 132.445 | 83.4428 | 0 | 0 | 5.8975 | 30.483 | 254.765 | [6 empty] | -- | -- | Successful (97 warnings) | 0 | 22828.2 | 22330 | 0 | 0 | 0 | 6793.83 | 51952.1 | 23566.7 | 0 | 0 | 75518.8 | 30.9254 | 0 | 0 | 0 | 0 | 141.602 | 0 | 172.527 | 0 | 0 | 0 | 172.527 | 0 | 0 | 0 | 0 | 0 | 0 | 0 | 0 | 0 | 0 | 0 | 0 | 1.073 | 131.162 | 91.7347 | 0 | 0 | 4.2449 | 30.5985 | 258.813 | [6 empty] | CBECC-Com 2013-3d (832) | BEMCmpMgr 2013 v3d (4008) | CA 2013 Nonresidential, Vers. 2.0 | 1.11.1.d869ebc332 | 8.5 | - | C:\360Local\CBECC-COM_SF\trunk\CBECC-Com13\Data\EPW\ | C:\360Local\CBECC-COM_SF\trunk\CBECC-Com13\Projects\InsideConvCoef Tests\BatchOut_160512_Initial test_01\
| 2016-May-12 12:50:40 | 020015-ModifiedFen1.031-OffSml | 020015-ModifiedFen1.031-OffSml | PALM-SPRINGS-INTL_722868 | Title24Compliance | 1:09 | PASS | 3.3 | -- | -- | Successful (97 warnings) | 0 | 22914.2 | 20321.5 | 0 | 0 | 0 | 6768.8 | 50004.5 | 23566.7 | 0 | 0 | 73571.2 | 75.4165 | 0 | 0 | 0 | 0 | 196.938 | 0 | 272.354 | 0 | 0 | 0 | 272.354 | 0 | 0 | 0 | 0 | 0 | 0 | 0 | 0 | 0 | 0 | 0 | 0 | 2.6358 | 133.126 | 83.4442 | 0 | 0 | 5.8975 | 30.483 | 255.587 | [6 empty] | -- | -- | Successful (97 warnings) | 0 | 22828.2 | 22330 | 0 | 0 | 0 | 6793.83 | 51952.1 | 23566.7 | 0 | 0 | 75518.8 | 30.9254 | 0 | 0 | 0 | 0 | 141.602 | 0 | 172.527 | 0 | 0 | 0 | 172.527 | 0 | 0 | 0 | 0 | 0 | 0 | 0 | 0 | 0 | 0 | 0 | 0 | 1.073 | 131.162 | 91.7347 | 0 | 0 | 4.2449 | 30.5985 | 258.813 | [6 empty] | CBECC-Com 2013-3d (832) | BEMCmpMgr 2013 v3d (4008) | CA 2013 Nonresidential, Vers. 2.0 | 1.11.1.d869ebc332 | 8.5 | - | C:\360Local\CBECC-COM_SF\trunk\CBECC-Com13\Data\EPW\ | C:\360Local\CBECC-COM_SF\trunk\CBECC-Com13\Projects\InsideConvCoef Tests\BatchOut_160512_Initial test_01\
| 2016-May-12 12:52:01 | 020015-ModifiedFen1.25-OffSml | 020015-ModifiedFen1.25-OffSml | PALM-SPRINGS-INTL_722868 | Title24Compliance | 1:16 | PASS | 1.1 | -- | -- | Successful (97 warnings) | 0 | 23223.1 | 20324.3 | 0 | 0 | 0 | 6768.8 | 50316.2 | 23566.7 | 0 | 0 | 73882.9 | 86.397 | 0 | 0 | 0 | 0 | 196.938 | 0 | 283.335 | 0 | 0 | 0 | 283.335 | 0 | 0 | 0 | 0 | 0 | 0 | 0 | 0 | 0 | 0 | 0 | 0 | 3.0203 | 134.79 | 83.4536 | 0 | 0 | 5.8975 | 30.483 | 257.644 | [6 empty] | -- | -- | Successful (97 warnings) | 0 | 22828.2 | 22330 | 0 | 0 | 0 | 6793.83 | 51952.1 | 23566.7 | 0 | 0 | 75518.8 | 30.9254 | 0 | 0 | 0 | 0 | 141.602 | 0 | 172.527 | 0 | 0 | 0 | 172.527 | 0 | 0 | 0 | 0 | 0 | 0 | 0 | 0 | 0 | 0 | 0 | 0 | 1.073 | 131.162 | 91.7347 | 0 | 0 | 4.2449 | 30.5985 | 258.813 | [6 empty] | CBECC-Com 2013-3d (832) | BEMCmpMgr 2013 v3d (4008) | CA 2013 Nonresidential, Vers. 2.0 | 1.11.1.d869ebc332 | 8.5 | - | C:\360Local\CBECC-COM_SF\trunk\CBECC-Com13\Data\EPW\ | C:\360Local\CBECC-COM_SF\trunk\CBECC-Com13\Projects\InsideConvCoef Tests\BatchOut_160512_Initial test_01\
| 2016-May-12 12:53:13 | 020015-ModifiedFen1.75-OffSml | 020015-ModifiedFen1.75-OffSml | PALM-SPRINGS-INTL_722868 | Title24Compliance | 1:08 | FAIL | -4 | -- | -- | Successful (97 warnings) | 0 | 24009.4 | 20327.2 | 0 | 0 | 0 | 6768.8 | 51105.4 | 23566.7 | 0 | 0 | 74672.1 | 121.21 | 0 | 0 | 0 | 0 | 196.938 | 0 | 318.148 | 0 | 0 | 0 | 318.148 | 0 | 0 | 0 | 0 | 0 | 0 | 0 | 0 | 0 | 0 | 0 | 0 | 4.2373 | 138.675 | 83.4648 | 0 | 0 | 5.8975 | 30.483 | 262.758 | [6 empty] | -- | -- | Successful (97 warnings) | 0 | 22828.2 | 22330 | 0 | 0 | 0 | 6793.83 | 51952.1 | 23566.7 | 0 | 0 | 75518.8 | 30.9254 | 0 | 0 | 0 | 0 | 141.602 | 0 | 172.527 | 0 | 0 | 0 | 172.527 | 0 | 0 | 0 | 0 | 0 | 0 | 0 | 0 | 0 | 0 | 0 | 0 | 1.073 | 131.162 | 91.7347 | 0 | 0 | 4.2449 | 30.5985 | 258.813 | [6 empty] | CBECC-Com 2013-3d (832) | BEMCmpMgr 2013 v3d (4008) | CA 2013 Nonresidential, Vers. 2.0 | 1.11.1.d869ebc332 | 8.5 | - | C:\360Local\CBECC-COM_SF\trunk\CBECC-Com13\Data\EPW\ | C:\360Local\CBECC-COM_SF\trunk\CBECC-Com13\Projects\InsideConvCoef Tests\BatchOut_160512_Initial test_01\
| 2016-May-12 12:54:38 | 020015-ModifiedFen2.25-OffSml | 020015-ModifiedFen2.25-OffSml | PALM-SPRINGS-INTL_722868 | Title24Compliance | 1:20 | FAIL | -8.7 | -- | -- | Successful (97 warnings) | 0 | 24721.1 | 20333.7 | 0 | 0 | 0 | 6768.8 | 51823.6 | 23566.7 | 0 | 0 | 75390.3 | 163.864 | 0 | 0 | 0 | 0 | 196.938 | 0 | 360.802 | 0 | 0 | 0 | 360.802 | 0 | 0 | 0 | 0 | 0 | 0 | 0 | 0 | 0 | 0 | 0 | 0 | 5.7267 | 141.881 | 83.4845 | 0 | 0 | 5.8975 | 30.483 | 267.473 | [6 empty] | -- | -- | Successful (97 warnings) | 0 | 22828.2 | 22330 | 0 | 0 | 0 | 6793.83 | 51952.1 | 23566.7 | 0 | 0 | 75518.8 | 30.9254 | 0 | 0 | 0 | 0 | 141.602 | 0 | 172.527 | 0 | 0 | 0 | 172.527 | 0 | 0 | 0 | 0 | 0 | 0 | 0 | 0 | 0 | 0 | 0 | 0 | 1.073 | 131.162 | 91.7347 | 0 | 0 | 4.2449 | 30.5985 | 258.813 | [6 empty] | CBECC-Com 2013-3d (832) | BEMCmpMgr 2013 v3d (4008) | CA 2013 Nonresidential, Vers. 2.0 | 1.11.1.d869ebc332 | 8.5 | - | C:\360Local\CBECC-COM_SF\trunk\CBECC-Com13\Data\EPW\ | C:\360Local\CBECC-COM_SF\trunk\CBECC-Com13\Projects\InsideConvCoef Tests\BatchOut_160512_Initial test_01\
| 2016-May-12 12:56:02 | 020016-SimpleFen0.25-OffSml | 020016-SimpleFen0.25-OffSml | BISHOP_724800 | Title24Compliance | 1:19 | PASS | 8.3 | -- | -- | Successful (107 warnings) | 0 | 10638.2 | 20244.7 | 0 | 0 | 0 | 6940.04 | 37822.9 | 23566.7 | 0 | 0 | 61389.6 | 497.113 | 0 | 0 | 0 | 0 | 217.74 | 0 | 714.853 | 0 | 0 | 0 | 714.853 | 0 | 0 | 0 | 0 | 0 | 0 | 0 | 0 | 0 | 0 | 0 | 0 | 17.1746 | 74.3355 | 82.9664 | 0 | 0 | 6.5111 | 31.3037 | 212.291 | [6 empty] | -- | -- | Successful (107 warnings) | 0 | 10800.3 | 22320 | 0 | 0 | 0 | 6905.18 | 40025.5 | 23566.7 | 0 | 0 | 63592.2 | 511.187 | 0 | 0 | 0 | 0 | 165.752 | 0 | 676.939 | 0 | 0 | 0 | 676.939 | 0 | 0 | 0 | 0 | 0 | 0 | 0 | 0 | 0 | 0 | 0 | 0 | 17.6579 | 75.4238 | 91.4446 | 0 | 0 | 4.9594 | 31.1389 | 220.625 | [6 empty] | CBECC-Com 2013-3d (832) | BEMCmpMgr 2013 v3d (4008) | CA 2013 Nonresidential, Vers. 2.0 | 1.11.1.d869ebc332 | 8.5 | - | C:\360Local\CBECC-COM_SF\trunk\CBECC-Com13\Data\EPW\ | C:\360Local\CBECC-COM_SF\trunk\CBECC-Com13\Projects\InsideConvCoef Tests\BatchOut_160512_Initial test_01\
| 2016-May-12 12:57:27 | 020016-SimpleFen0.50-OffSml | 020016-SimpleFen0.50-OffSml | BISHOP_724800 | Title24Compliance | 1:21 | PASS | 4.2 | -- | -- | Successful (107 warnings) | 0 | 10392.7 | 20322.9 | 0 | 0 | 0 | 6905.18 | 37620.8 | 23566.7 | 0 | 0 | 61187.5 | 626.065 | 0 | 0 | 0 | 0 | 217.74 | 0 | 843.805 | 0 | 0 | 0 | 843.805 | 0 | 0 | 0 | 0 | 0 | 0 | 0 | 0 | 0 | 0 | 0 | 0 | 21.5774 | 73.9928 | 83.1968 | 0 | 0 | 6.5111 | 31.1389 | 216.417 | [6 empty] | -- | -- | Successful (107 warnings) | 0 | 10800.3 | 22320 | 0 | 0 | 0 | 6905.18 | 40025.5 | 23566.7 | 0 | 0 | 63592.2 | 511.187 | 0 | 0 | 0 | 0 | 165.752 | 0 | 676.939 | 0 | 0 | 0 | 676.939 | 0 | 0 | 0 | 0 | 0 | 0 | 0 | 0 | 0 | 0 | 0 | 0 | 17.6579 | 75.4238 | 91.4446 | 0 | 0 | 4.9594 | 31.1389 | 220.625 | [6 empty] | CBECC-Com 2013-3d (832) | BEMCmpMgr 2013 v3d (4008) | CA 2013 Nonresidential, Vers. 2.0 | 1.11.1.d869ebc332 | 8.5 | - | C:\360Local\CBECC-COM_SF\trunk\CBECC-Com13\Data\EPW\ | C:\360Local\CBECC-COM_SF\trunk\CBECC-Com13\Projects\InsideConvCoef Tests\BatchOut_160512_Initial test_01\
| 2016-May-12 12:58:47 | 020016-SimpleFen0.75-OffSml | 020016-SimpleFen0.75-OffSml | BISHOP_724800 | Title24Compliance | 1:16 | FAIL | -0.5 | -- | -- | Successful (107 warnings) | 0 | 10474.9 | 20410.4 | 0 | 0 | 0 | 6880.72 | 37766 | 23566.7 | 0 | 0 | 61332.7 | 722.557 | 0 | 0 | 0 | 0 | 217.74 | 0 | 940.297 | 0 | 0 | 0 | 940.297 | 0 | 0 | 0 | 0 | 0 | 0 | 0 | 0 | 0 | 0 | 0 | 0 | 24.8659 | 75.1778 | 83.4524 | 0 | 0 | 6.5111 | 31.0229 | 221.03 | [6 empty] | -- | -- | Successful (107 warnings) | 0 | 10800.3 | 22320 | 0 | 0 | 0 | 6905.18 | 40025.5 | 23566.7 | 0 | 0 | 63592.2 | 511.187 | 0 | 0 | 0 | 0 | 165.752 | 0 | 676.939 | 0 | 0 | 0 | 676.939 | 0 | 0 | 0 | 0 | 0 | 0 | 0 | 0 | 0 | 0 | 0 | 0 | 17.6579 | 75.4238 | 91.4446 | 0 | 0 | 4.9594 | 31.1389 | 220.625 | [6 empty] | CBECC-Com 2013-3d (832) | BEMCmpMgr 2013 v3d (4008) | CA 2013 Nonresidential, Vers. 2.0 | 1.11.1.d869ebc332 | 8.5 | - | C:\360Local\CBECC-COM_SF\trunk\CBECC-Com13\Data\EPW\ | C:\360Local\CBECC-COM_SF\trunk\CBECC-Com13\Projects\InsideConvCoef Tests\BatchOut_160512_Initial test_01\
| 2016-May-12 13:00:14 | 020016-SimpleFen1.03-OffSml | 020016-SimpleFen1.03-OffSml | BISHOP_724800 | Title24Compliance | 1:22 | FAIL | -4.9 | -- | -- | Successful (107 warnings) | 0 | 10513.9 | 20525.1 | 0 | 0 | 0 | 6872.88 | 37911.9 | 23566.7 | 0 | 0 | 61478.6 | 818.294 | 0 | 0 | 0 | 0 | 217.74 | 0 | 1036.03 | 0 | 0 | 0 | 1036.03 | 0 | 0 | 0 | 0 | 0 | 0 | 0 | 0 | 0 | 0 | 0 | 0 | 28.1131 | 76.0896 | 83.7834 | 0 | 0 | 6.5111 | 30.9858 | 225.483 | [6 empty] | -- | -- | Successful (107 warnings) | 0 | 10800.3 | 22320 | 0 | 0 | 0 | 6905.18 | 40025.5 | 23566.7 | 0 | 0 | 63592.2 | 511.187 | 0 | 0 | 0 | 0 | 165.752 | 0 | 676.939 | 0 | 0 | 0 | 676.939 | 0 | 0 | 0 | 0 | 0 | 0 | 0 | 0 | 0 | 0 | 0 | 0 | 17.6579 | 75.4238 | 91.4446 | 0 | 0 | 4.9594 | 31.1389 | 220.625 | [6 empty] | CBECC-Com 2013-3d (832) | BEMCmpMgr 2013 v3d (4008) | CA 2013 Nonresidential, Vers. 2.0 | 1.11.1.d869ebc332 | 8.5 | - | C:\360Local\CBECC-COM_SF\trunk\CBECC-Com13\Data\EPW\ | C:\360Local\CBECC-COM_SF\trunk\CBECC-Com13\Projects\InsideConvCoef Tests\BatchOut_160512_Initial test_01\
| 2016-May-12 13:01:43 | 020016-ModifiedFen0.25-OffSml | 020016-ModifiedFen0.25-OffSml | BISHOP_724800 | Title24Compliance | 1:25 | PASS | 8.8 | -- | -- | Successful (107 warnings) | 0 | 10647.9 | 20247.2 | 0 | 0 | 0 | 6940.04 | 37835.1 | 23566.7 | 0 | 0 | 61401.8 | 500.903 | 0 | 0 | 0 | 0 | 217.74 | 0 | 718.642 | 0 | 0 | 0 | 718.642 | 0 | 0 | 0 | 0 | 0 | 0 | 0 | 0 | 0 | 0 | 0 | 0 | 17.3038 | 74.4071 | 82.9733 | 0 | 0 | 6.5111 | 31.3037 | 212.499 | [6 empty] | -- | -- | Successful (107 warnings) | 0 | 10820.9 | 22373.8 | 0 | 0 | 0 | 6905.18 | 40099.9 | 23566.7 | 0 | 0 | 63666.6 | 517.181 | 0 | 0 | 0 | 0 | 165.752 | 0 | 682.933 | 0 | 0 | 0 | 682.933 | 0 | 0 | 0 | 0 | 0 | 0 | 0 | 0 | 0 | 0 | 0 | 0 | 17.8622 | 75.5908 | 91.6584 | 0 | 0 | 4.9594 | 31.1389 | 221.21 | [6 empty] | CBECC-Com 2013-3d (832) | BEMCmpMgr 2013 v3d (4008) | CA 2013 Nonresidential, Vers. 2.0 | 1.11.1.d869ebc332 | 8.5 | - | C:\360Local\CBECC-COM_SF\trunk\CBECC-Com13\Data\EPW\ | C:\360Local\CBECC-COM_SF\trunk\CBECC-Com13\Projects\InsideConvCoef Tests\BatchOut_160512_Initial test_01\
| 2016-May-12 13:02:57 | 020016-ModifiedFen0.50-OffSml | 020016-ModifiedFen0.50-OffSml | BISHOP_724800 | Title24Compliance | 1:10 | PASS | 4.3 | -- | -- | Successful (107 warnings) | 0 | 10412.2 | 20332.2 | 0 | 0 | 0 | 6905.18 | 37649.6 | 23566.7 | 0 | 0 | 61216.2 | 638.404 | 0 | 0 | 0 | 0 | 217.74 | 0 | 856.143 | 0 | 0 | 0 | 856.143 | 0 | 0 | 0 | 0 | 0 | 0 | 0 | 0 | 0 | 0 | 0 | 0 | 21.9954 | 74.1944 | 83.2245 | 0 | 0 | 6.5111 | 31.1389 | 217.064 | [6 empty] | -- | -- | Successful (107 warnings) | 0 | 10820.9 | 22373.8 | 0 | 0 | 0 | 6905.18 | 40099.9 | 23566.7 | 0 | 0 | 63666.6 | 517.181 | 0 | 0 | 0 | 0 | 165.752 | 0 | 682.933 | 0 | 0 | 0 | 682.933 | 0 | 0 | 0 | 0 | 0 | 0 | 0 | 0 | 0 | 0 | 0 | 0 | 17.8622 | 75.5908 | 91.6584 | 0 | 0 | 4.9594 | 31.1389 | 221.21 | [6 empty] | CBECC-Com 2013-3d (832) | BEMCmpMgr 2013 v3d (4008) | CA 2013 Nonresidential, Vers. 2.0 | 1.11.1.d869ebc332 | 8.5 | - | C:\360Local\CBECC-COM_SF\trunk\CBECC-Com13\Data\EPW\ | C:\360Local\CBECC-COM_SF\trunk\CBECC-Com13\Projects\InsideConvCoef Tests\BatchOut_160512_Initial test_01\
| 2016-May-12 13:04:14 | 020016-ModifiedFen0.75-OffSml | 020016-ModifiedFen0.75-OffSml | BISHOP_724800 | Title24Compliance | 1:12 | FAIL | -0.8 | -- | -- | Successful (107 warnings) | 0 | 10512.3 | 20434.3 | 0 | 0 | 0 | 6880.72 | 37827.3 | 23566.7 | 0 | 0 | 61394 | 743.608 | 0 | 0 | 0 | 0 | 217.74 | 0 | 961.348 | 0 | 0 | 0 | 961.348 | 0 | 0 | 0 | 0 | 0 | 0 | 0 | 0 | 0 | 0 | 0 | 0 | 25.5773 | 75.5262 | 83.5213 | 0 | 0 | 6.5111 | 31.0229 | 222.159 | [6 empty] | -- | -- | Successful (107 warnings) | 0 | 10820.9 | 22373.8 | 0 | 0 | 0 | 6905.18 | 40099.9 | 23566.7 | 0 | 0 | 63666.6 | 517.181 | 0 | 0 | 0 | 0 | 165.752 | 0 | 682.933 | 0 | 0 | 0 | 682.933 | 0 | 0 | 0 | 0 | 0 | 0 | 0 | 0 | 0 | 0 | 0 | 0 | 17.8622 | 75.5908 | 91.6584 | 0 | 0 | 4.9594 | 31.1389 | 221.21 | [6 empty] | CBECC-Com 2013-3d (832) | BEMCmpMgr 2013 v3d (4008) | CA 2013 Nonresidential, Vers. 2.0 | 1.11.1.d869ebc332 | 8.5 | - | C:\360Local\CBECC-COM_SF\trunk\CBECC-Com13\Data\EPW\ | C:\360Local\CBECC-COM_SF\trunk\CBECC-Com13\Projects\InsideConvCoef Tests\BatchOut_160512_Initial test_01\
| 2016-May-12 13:05:38 | 020016-ModifiedFen1.03-OffSml | 020016-ModifiedFen1.03-OffSml | BISHOP_724800 | Title24Compliance | 1:20 | FAIL | -5.9 | -- | -- | Successful (107 warnings) | 0 | 10574.5 | 20577.1 | 0 | 0 | 0 | 6872.88 | 38024.5 | 23566.7 | 0 | 0 | 61591.2 | 851.527 | 0 | 0 | 0 | 0 | 217.74 | 0 | 1069.27 | 0 | 0 | 0 | 1069.27 | 0 | 0 | 0 | 0 | 0 | 0 | 0 | 0 | 0 | 0 | 0 | 0 | 29.2255 | 76.6315 | 83.9305 | 0 | 0 | 6.5111 | 30.9858 | 227.284 | [6 empty] | -- | -- | Successful (107 warnings) | 0 | 10820.9 | 22373.8 | 0 | 0 | 0 | 6905.18 | 40099.9 | 23566.7 | 0 | 0 | 63666.6 | 517.181 | 0 | 0 | 0 | 0 | 165.752 | 0 | 682.933 | 0 | 0 | 0 | 682.933 | 0 | 0 | 0 | 0 | 0 | 0 | 0 | 0 | 0 | 0 | 0 | 0 | 17.8622 | 75.5908 | 91.6584 | 0 | 0 | 4.9594 | 31.1389 | 221.21 | [6 empty] | CBECC-Com 2013-3d (832) | BEMCmpMgr 2013 v3d (4008) | CA 2013 Nonresidential, Vers. 2.0 | 1.11.1.d869ebc332 | 8.5 | - | C:\360Local\CBECC-COM_SF\trunk\CBECC-Com13\Data\EPW\ | C:\360Local\CBECC-COM_SF\trunk\CBECC-Com13\Projects\InsideConvCoef Tests\BatchOut_160512_Initial test_01\
| 2016-May-12 13:06:53 | 020016-ModifiedFen1.031-OffSml | 020016-ModifiedFen1.031-OffSml | BISHOP_724800 | Title24Compliance | 1:10 | FAIL | -7.3 | -- | -- | Successful (107 warnings) | 0 | 10632.5 | 20610.5 | 0 | 0 | 0 | 6872.88 | 38115.9 | 23566.7 | 0 | 0 | 61682.6 | 875.53 | 0 | 0 | 0 | 0 | 217.74 | 0 | 1093.27 | 0 | 0 | 0 | 1093.27 | 0 | 0 | 0 | 0 | 0 | 0 | 0 | 0 | 0 | 0 | 0 | 0 | 30.0342 | 77.1318 | 84.0261 | 0 | 0 | 6.5111 | 30.9858 | 228.689 | [6 empty] | -- | -- | Successful (107 warnings) | 0 | 10820.9 | 22373.8 | 0 | 0 | 0 | 6905.18 | 40099.9 | 23566.7 | 0 | 0 | 63666.6 | 517.181 | 0 | 0 | 0 | 0 | 165.752 | 0 | 682.933 | 0 | 0 | 0 | 682.933 | 0 | 0 | 0 | 0 | 0 | 0 | 0 | 0 | 0 | 0 | 0 | 0 | 17.8622 | 75.5908 | 91.6584 | 0 | 0 | 4.9594 | 31.1389 | 221.21 | [6 empty] | CBECC-Com 2013-3d (832) | BEMCmpMgr 2013 v3d (4008) | CA 2013 Nonresidential, Vers. 2.0 | 1.11.1.d869ebc332 | 8.5 | - | C:\360Local\CBECC-COM_SF\trunk\CBECC-Com13\Data\EPW\ | C:\360Local\CBECC-COM_SF\trunk\CBECC-Com13\Projects\InsideConvCoef Tests\BatchOut_160512_Initial test_01\
| 2016-May-12 13:08:16 | 020016-ModifiedFen1.25-OffSml | 020016-ModifiedFen1.25-OffSml | BISHOP_724800 | Title24Compliance | 1:19 | FAIL | -11.2 | -- | -- | Successful (107 warnings) | 0 | 10785.8 | 20700.7 | 0 | 0 | 0 | 6872.88 | 38359.4 | 23566.7 | 0 | 0 | 61926.1 | 942.014 | 0 | 0 | 0 | 0 | 217.74 | 0 | 1159.75 | 0 | 0 | 0 | 1159.75 | 0 | 0 | 0 | 0 | 0 | 0 | 0 | 0 | 0 | 0 | 0 | 0 | 32.2736 | 78.4286 | 84.2818 | 0 | 0 | 6.5111 | 30.9858 | 232.481 | [6 empty] | -- | -- | Successful (107 warnings) | 0 | 10820.9 | 22373.8 | 0 | 0 | 0 | 6905.18 | 40099.9 | 23566.7 | 0 | 0 | 63666.6 | 517.181 | 0 | 0 | 0 | 0 | 165.752 | 0 | 682.933 | 0 | 0 | 0 | 682.933 | 0 | 0 | 0 | 0 | 0 | 0 | 0 | 0 | 0 | 0 | 0 | 0 | 17.8622 | 75.5908 | 91.6584 | 0 | 0 | 4.9594 | 31.1389 | 221.21 | [6 empty] | CBECC-Com 2013-3d (832) | BEMCmpMgr 2013 v3d (4008) | CA 2013 Nonresidential, Vers. 2.0 | 1.11.1.d869ebc332 | 8.5 | - | C:\360Local\CBECC-COM_SF\trunk\CBECC-Com13\Data\EPW\ | C:\360Local\CBECC-COM_SF\trunk\CBECC-Com13\Projects\InsideConvCoef Tests\BatchOut_160512_Initial test_01\
| 2016-May-12 13:09:43 | 020016-ModifiedFen1.75-OffSml | 020016-ModifiedFen1.75-OffSml | BISHOP_724800 | Title24Compliance | 1:22 | FAIL | -21.2 | -- | -- | Successful (107 warnings) | 0 | 11206.6 | 20908.8 | 0 | 0 | 0 | 6872.88 | 38988.3 | 23566.7 | 0 | 0 | 62555 | 1121.31 | 0 | 0 | 0 | 0 | 217.74 | 0 | 1339.05 | 0 | 0 | 0 | 1339.05 | 0 | 0 | 0 | 0 | 0 | 0 | 0 | 0 | 0 | 0 | 0 | 0 | 38.3105 | 81.7617 | 84.8742 | 0 | 0 | 6.5111 | 30.9858 | 242.443 | [6 empty] | -- | -- | Successful (107 warnings) | 0 | 10820.9 | 22373.8 | 0 | 0 | 0 | 6905.18 | 40099.9 | 23566.7 | 0 | 0 | 63666.6 | 517.181 | 0 | 0 | 0 | 0 | 165.752 | 0 | 682.933 | 0 | 0 | 0 | 682.933 | 0 | 0 | 0 | 0 | 0 | 0 | 0 | 0 | 0 | 0 | 0 | 0 | 17.8622 | 75.5908 | 91.6584 | 0 | 0 | 4.9594 | 31.1389 | 221.21 | [6 empty] | CBECC-Com 2013-3d (832) | BEMCmpMgr 2013 v3d (4008) | CA 2013 Nonresidential, Vers. 2.0 | 1.11.1.d869ebc332 | 8.5 | - | C:\360Local\CBECC-COM_SF\trunk\CBECC-Com13\Data\EPW\ | C:\360Local\CBECC-COM_SF\trunk\CBECC-Com13\Projects\InsideConvCoef Tests\BatchOut_160512_Initial test_01\
| 2016-May-12 13:11:04 | 020016-ModifiedFen2.25-OffSml | 020016-ModifiedFen2.25-OffSml | BISHOP_724800 | Title24Compliance | 1:16 | FAIL | -30.6 | -- | -- | Successful (107 warnings) | 0 | 11619.9 | 21056.4 | 0 | 0 | 0 | 6872.88 | 39549.2 | 23566.7 | 0 | 0 | 63115.8 | 1301.75 | 0 | 0 | 0 | 0 | 217.741 | 0 | 1519.49 | 0 | 0 | 0 | 1519.49 | 0 | 0 | 0 | 0 | 0 | 0 | 0 | 0 | 0 | 0 | 0 | 0 | 44.3775 | 84.7204 | 85.2906 | 0 | 0 | 6.5112 | 30.9858 | 251.885 | [6 empty] | -- | -- | Successful (107 warnings) | 0 | 10820.9 | 22373.8 | 0 | 0 | 0 | 6905.18 | 40099.9 | 23566.7 | 0 | 0 | 63666.6 | 517.181 | 0 | 0 | 0 | 0 | 165.752 | 0 | 682.933 | 0 | 0 | 0 | 682.933 | 0 | 0 | 0 | 0 | 0 | 0 | 0 | 0 | 0 | 0 | 0 | 0 | 17.8622 | 75.5908 | 91.6584 | 0 | 0 | 4.9594 | 31.1389 | 221.21 | [6 empty] | CBECC-Com 2013-3d (832) | BEMCmpMgr 2013 v3d (4008) | CA 2013 Nonresidential, Vers. 2.0 | 1.11.1.d869ebc332 | 8.5 | - | C:\360Local\CBECC-COM_SF\trunk\CBECC-Com13\Data\EPW\ | C:\360Local\CBECC-COM_SF\trunk\CBECC-Com13\Projects\InsideConvCoef Tests\BatchOut_160512_Initial test_01\
Updated Curves 160425

## Test Results_Skylights
|  |  | electric | 13 |  | 12 |  | 14 |  | 23 |  | 8 | 13 |  | 12 |  | 14 |  | 23 |  | 8 | 13 |  | 12 |  | 14 |  | 23 |  | 8
|  |  | gas | 25 |  | 24 |  |  |  | 35 |  |  | 25 |  | 24 |  |  |  | 35 |  |  | 25 |  | 24 |  |  |  | 35
|  |  | Climate Zone Ref | 050015 | [8 empty] | 050013 | [8 empty] | 050016
|  |  |  | Hot Climate - Palm Springs, CA, - 92234 | [8 empty] | Balanced Climate - Fresno, CA, - 93727 | [8 empty] | Cold Climate - Bishop, CA, - 93514
|  |  |  | Annual Energy | [7 empty] | Compliance Margin | Annual Energy | [7 empty] | Compliance Margin | Annual Energy | [7 empty] | Compliance Margin
|  |  | U-Factor | Cooling |  | Heating |  | Fan |  | Total |  |  | Cooling |  | Heating |  | Fan |  | Total |  |  | Cooling |  | Heating |  | Fan |  | Total
|  |  |  | (Mbtu) | % diff | (Mbtu) | % diff | (Mbtu) | % diff | (Mbtu) | % diff | (TDV) | (Mbtu) | % diff | (Mbtu) | % diff | (Mbtu) | % diff | (Mbtu) | % diff | (TDV) | (Mbtu) | % diff | (Mbtu) | % diff | (Mbtu) | % diff | (Mbtu) | % diff | (TDV)
-SimpleFen0.25-RetlMed |  | Medium Retail - Glazing Reference Method | 0.25 | 412.4337 | 0 | 31.4603 | 0 | 53.7326 | 0 | 1110.7494 | 0 | -8.7 | 240.2581 | 0 | 149.307 | 0 | 42.7625 | 0 | 1067.8601 | 0 | -6.4 | 185.9805 | 0 | 232.288 | 0 | 45.4127 | 0 | 1126.7781 | 0 | -0.9
-SimpleFen0.50-RetlMed |  |  | 0.5 | 410.9832 | 0 | 33.7301 | 0 | 53.1063 | 0 | 1107.8078 | 0 | -7.4 | 238.7704 | 0 | 156.346 | 0 | 42.0635 | 0 | 1069.4554 | 0 | -5.3 | 184.3856 | 0 | 241.886 | 0 | 44.555 | 0 | 1131.0757 | 0 | 0.1
-SimpleFen0.75-RetlMed |  |  | 0.75 | 411.1914 | 0 | 35.5098 | 0 | 53.1571 | 0 | 1107.7711 | 0 | -7.1 | 238.5479 | 0 | 161.436 | 0 | 41.9342 | 0 | 1072.0368 | 0 | -5 | 183.9078 | 0 | 249.931 | 0 | 44.2219 | 0 | 1136.421 | 0 | 0.3
-SimpleFen1.03-RetlMed |  |  | 1.03 | 411.1573 | 0 | 37.4955 | 0 | 53.1196 | 0 | 1109.0369 | 0 | -7.3 | 238.1711 | 0 | 166.572 | 0 | 41.7509 | 0 | 1075.9168 | 0 | -5.2 | 183.2156 | 0 | 253.377 | 0 | 44.1209 | 0 | 1138.437 | 0 | 0.5
-ModifiedFen0.25-RetlMed |  | Medium Retail - Glazing Fixed Inside Film Model | 0.25 | 412.857 | 0.1026% | 31.4964 | 0.1147% | 54.007 | 0.5107% | 1111.4885 | 0.06654% | -8.4 | 240.5906 | 0.1384% | 149.303 | -0.002679% | 42.9485 | 0.435% | 1068.3783 | 0.04853% | -6.3 | 186.3003 | 0.172% | 233.675 | 0.5971% | 45.6202 | 0.4569% | 1128.7087 | 0.1713% | -0.9
-ModifiedFen0.50-RetlMed |  |  | 0.5 | 411.7955 | 0.1976% | 33.6936 | -0.1082% | 53.5547 | 0.8445% | 1109.0336 | 0.1107% | -7.3 | 239.366 | 0.2494% | 156.242 | -0.06652% | 42.3642 | 0.7148% | 1070.249 | 0.07421% | -5.3 | 184.9317 | 0.2962% | 242.553 | 0.2757% | 44.8093 | 0.5707% | 1132.5516 | 0.1305% | 0.1
-ModifiedFen0.75-RetlMed |  |  | 0.75 | 412.874 | 0.4092% | 35.4069 | -0.2898% | 54.0165 | 1.617% | 1110.2118 | 0.2203% | -7.5 | 239.7571 | 0.5069% | 161.056 | -0.2354% | 42.5174 | 1.391% | 1073.4487 | 0.1317% | -5.4 | 185.0102 | 0.5994% | 248.197 | -0.6938% | 44.9557 | 1.659% | 1136.513 | 0.008092% | 0.1
-ModifiedFen1.03-RetlMed |  |  | 1.03 | 413.7307 | 0.6259% | 37.1497 | -0.9222% | 54.3841 | 2.381% | 1112.5272 | 0.3147% | -8 | 240.0005 | 0.7681% | 165.781 | -0.4749% | 42.6014 | 2.037% | 1077.804 | 0.1754% | -5.9 | 184.8774 | 0.907% | 254.402 | 0.4045% | 44.841 | 1.632% | 1141.8657 | 0.3012% | -0.3
-ModifiedFen1.031-RetlMed |  |  | 1.031 | 414.188 | 0 | 37.4849 | 0 | 54.6288 | 0 | 1113.5686 | 0 | -8.3 | 240.3035 | 0 | 166.579 | 0 | 42.7529 | 0 | 1079.0638 | 0 | -6.2 | 185.1225 | 0 | 254.391 | 0 | 45.1229 | 0 | 1142.3725 | 0 | -0.5
-ModifiedFen1.25-RetlMed |  |  | 1.25 | 415.3826 | 0 | 38.42 | 0 | 55.2746 | 0 | 1116.3613 | 0 | -9.2 | 241.0991 | 0 | 168.655 | 0 | 43.1564 | 0 | 1082.3514 | 0 | -6.8 | 185.7505 | 0 | 254.756 | 0 | 45.639 | 0 | 1143.8774 | 0 | -1
-ModifiedFen1.75-RetlMed |  |  | 1.75 | 418.5396 | 0 | 40.9345 | 0 | 57.0677 | 0 | 1123.8651 | 0 | -11.2 | 243.1943 | 0 | 173.646 | 0 | 44.2666 | 0 | 1090.5779 | 0 | -8.7 | 187.4607 | 0 | 261.98 | 0 | 46.9653 | 0 | 1154.1561 | 0 | -3
-ModifiedFen2.25-RetlMed |  |  | 2.25 | 421.5806 | 0 | 43.7335 | 0 | 58.9343 | 0 | 1131.6061 | 0 | -13.4 | 245.2404 | 0 | 178.069 | 0 | 45.4178 | 0 | 1098.2321 | 0 | -10.4 | 189.2416 | 0 | 264.016 | 0 | 48.512 | 0 | 1159.5105 | 0 | -4.5
| 1 | 2 | 3 | 4 | 5 | 6 | 7 | 8 | 9 | 10 | 11 | 12 | 13 | 14 | 15 | 16 | 17 | 18 | 19 | 20 | 21 | 22 | 23 | 24 | 25 | 26 | 27 | 28 | 29 | 30 | 31 | 32 | 33 | 34 | 35 | 36 | 37 | 38 | 39 | 40 | 41 | 42 | 43 | 44 | 45 | 46 | 47 | 48 | 49 | 50 | 51 | 52 | 53 | 54 | 55 | 56 | 57 | 58 | 59 | 60 | 61 | 62 | 63 | 64 | 65 | 66 | 67 | 68 | 69 | 70 | 71 | 72 | 73 | 74 | 75 | 76 | 77 | 78 | 79 | 80 | 81 | 82 | 83 | 84 | 85 | 86 | 87 | 88 | 89 | 90 | 91 | 92 | 93 | 94 | 95 | 96 | 97 | 98 | 99 | 100 | 101 | 102 | 103 | 104 | 105 | 106 | 107 | 108 | 109 | 110 | 111 | 112 | 113 | 114 | 115 | 116 | 117 | 118 | 119 | 120 | 121 | 122
Paste Results -> |  |  |  |  | Analysis: |  |  |  | Proposed Model: |  |  | Proposed Model | [11 empty] | Proposed Model | [11 empty] | Proposed Model | [11 empty] | Proposed Model | [7 empty] | Proposed Model | [5 empty] | Standard Model: |  |  | Standard Model | [11 empty] | Standard Model | [11 empty] | Standard Model | [11 empty] | Standard Model | [7 empty] | Standard Model | [5 empty] | Calling | Compliance |  |  |  | Secondary
[7 empty] | Pass / | Compliance | Elapsed |  |  | Electric Energy Consumption (kWh) | [11 empty] | Natural Gas Energy Consumption (therms) | [11 empty] | Propane Energy Consumption (MBtu) | [11 empty] | Time Dependent Valuation (kTDV/ft2) | [7 empty] | Cooling Unmet Load Hours |  |  | Heating Unmet Load Hours |  |  | Elapsed |  |  | Electric Energy Consumption (kWh) | [11 empty] | Natural Gas Energy Consumption (therms) | [11 empty] | Propane Energy Consumption (MBtu) | [11 empty] | Time Dependent Valuation (kTDV/ft2) | [7 empty] | Cooling Unmet Load Hours |  |  | Heating Unmet Load Hours |  |  | Application | Manager | Ruleset | OpenStudio | EnergyPlus | Simulation
Runs | Start Date & Time | Filename (saved to) | Run Title | Weather Station | Analysis Type | Elapsed Time | Fail | Margin | Time | Rule Eval Status | Simulation Status | Spc Heating | Spc Cooling | Indoor Fans | Ht Reject | Pumps & Misc | Domestic Hot Water | Indoor Lighting | Comp Total | Receptacle | Process | Other Ltg | TOTAL | Spc Heating | Spc Cooling | Indoor Fans | Ht Reject | Pumps & Misc | Domestic Hot Water | Indoor Lighting | Comp Total | Receptacle | Process | Other Ltg | TOTAL | Spc Heating | Spc Cooling | Indoor Fans | Ht Reject | Pumps & Misc | Domestic Hot Water | Indoor Lighting | Comp Total | Receptacle | Process | Other Ltg | TOTAL | Spc Heating | Spc Cooling | Indoor Fans | Ht Reject | Pumps & Misc | Domestic Hot Water | Indoor Lighting | Comp Total | Zone Max | Zone Name | Num Zones Exceed Max | Zone Max | Zone Name | Num Zones Exceed Max | Time | Rule Eval Status | Simulation Status | Spc Heating | Spc Cooling | Indoor Fans | Ht Reject | Pumps & Misc | Domestic Hot Water | Lighting | Comp Total | Receptacle | Process | Other Ltg | TOTAL | Spc Heating | Spc Cooling | Indoor Fans | Ht Reject | Pumps & Misc | Domestic Hot Water | Indoor Lighting | Comp Total | Receptacle | Process | Other Ltg | TOTAL | Spc Heating | Spc Cooling | Indoor Fans | Ht Reject | Pumps & Misc | Domestic Hot Water | Indoor Lighting | Comp Total | Receptacle | Process | Other Ltg | TOTAL | Spc Heating | Spc Cooling | Indoor Fans | Ht Reject | Pumps & Misc | Domestic Hot Water | Indoor Lighting | Comp Total | Zone Max | Zone Name | Num Zones Exceed Max | Zone Max | Zone Name | Num Zones Exceed Max | Version | Version | Version | Version | Version | Version | Weather File Path | Project Path
| 2016-May-12 14:15:54 | 050013-SimpleFen0.25-RetlMed | 050013-SimpleFen0.25-RetlMed | FRESNO_723890 | Title24Compliance | 1:02 | FAIL | -6.4 | -- | -- | Successful (100 warnings) | 8.8513 | 70395 | 12529.3 | 0 | 1020.35 | 0 | 73957.1 | 157910 | 77659.4 | 0 | 239.543 | 235809 | 1493.07 | 0 | 0 | 0 | 0 | 1137.37 | 0 | 2630.44 | 0 | 0 | 0 | 2630.44 | 0 | 0 | 0 | 0 | 0 | 0 | 0 | 0 | 0 | 0 | 0 | 0 | 11.446 | 106.723 | 15.0948 | 0 | 0.78809 | 7.6047 | 74.987 | 216.643 | [6 empty] | -- | -- | Successful (96 warnings) | 8.6215 | 64475.2 | 18012.8 | 0 | 1470.61 | 0 | 72149.5 | 156117 | 77659.4 | 0 | 322.184 | 234098 | 1526.36 | 0 | 0 | 0 | 0 | 1251.25 | 0 | 2777.62 | 0 | 0 | 0 | 2777.62 | 0 | 0 | 0 | 0 | 0 | 0 | 0 | 0 | 0 | 0 | 0 | 0 | 11.7232 | 97.0314 | 18.9677 | 0 | 1.131 | 8.3666 | 73.0115 | 210.231 | [6 empty] | CBECC-Com 2013-3d (832) | BEMCmpMgr 2013 v3d (4008) | CA 2013 Nonresidential, Vers. 2.0 | 1.11.1.d869ebc332 | 8.5 | - | C:\360Local\CBECC-COM_SF\trunk\CBECC-Com13\Data\EPW\ | C:\360Local\CBECC-COM_SF\trunk\CBECC-Com13\Projects\InsideConvCoef Tests\BatchOut_160512_Initial test_Skylight01\
| 2016-May-12 14:16:59 | 050013-SimpleFen0.50-RetlMed | 050013-SimpleFen0.50-RetlMed | FRESNO_723890 | Title24Compliance | 1:00 | FAIL | -5.3 | -- | -- | Successful (100 warnings) | 9.3036 | 69959.1 | 12324.5 | 0 | 1035.91 | 0 | 72985.8 | 156315 | 77659.4 | 0 | 239.543 | 234214 | 1563.46 | 0 | 0 | 0 | 0 | 1137.37 | 0 | 2700.83 | 0 | 0 | 0 | 2700.83 | 0 | 0 | 0 | 0 | 0 | 0 | 0 | 0 | 0 | 0 | 0 | 0 | 11.9821 | 106.307 | 14.9048 | 0 | 0.79949 | 7.6047 | 73.9077 | 215.506 | [6 empty] | -- | -- | Successful (96 warnings) | 8.6215 | 64475.2 | 18012.8 | 0 | 1470.61 | 0 | 72149.5 | 156117 | 77659.4 | 0 | 322.184 | 234098 | 1526.36 | 0 | 0 | 0 | 0 | 1251.25 | 0 | 2777.62 | 0 | 0 | 0 | 2777.62 | 0 | 0 | 0 | 0 | 0 | 0 | 0 | 0 | 0 | 0 | 0 | 0 | 11.7232 | 97.0314 | 18.9677 | 0 | 1.131 | 8.3666 | 73.0115 | 210.231 | [6 empty] | CBECC-Com 2013-3d (832) | BEMCmpMgr 2013 v3d (4008) | CA 2013 Nonresidential, Vers. 2.0 | 1.11.1.d869ebc332 | 8.5 | - | C:\360Local\CBECC-COM_SF\trunk\CBECC-Com13\Data\EPW\ | C:\360Local\CBECC-COM_SF\trunk\CBECC-Com13\Projects\InsideConvCoef Tests\BatchOut_160512_Initial test_Skylight01\
| 2016-May-12 14:18:03 | 050013-SimpleFen0.75-RetlMed | 050013-SimpleFen0.75-RetlMed | FRESNO_723890 | Title24Compliance | 1:00 | FAIL | -5 | -- | -- | Successful (100 warnings) | 9.6346 | 69893.9 | 12286.6 | 0 | 1047.34 | 0 | 72342.6 | 155580 | 77659.4 | 0 | 239.543 | 233479 | 1614.36 | 0 | 0 | 0 | 0 | 1137.37 | 0 | 2751.73 | 0 | 0 | 0 | 2751.73 | 0 | 0 | 0 | 0 | 0 | 0 | 0 | 0 | 0 | 0 | 0 | 0 | 12.3694 | 106.33 | 14.9066 | 0 | 0.8079 | 7.6047 | 73.1898 | 215.209 | [6 empty] | -- | -- | Successful (96 warnings) | 8.6215 | 64475.2 | 18012.8 | 0 | 1470.61 | 0 | 72149.5 | 156117 | 77659.4 | 0 | 322.184 | 234098 | 1526.36 | 0 | 0 | 0 | 0 | 1251.25 | 0 | 2777.62 | 0 | 0 | 0 | 2777.62 | 0 | 0 | 0 | 0 | 0 | 0 | 0 | 0 | 0 | 0 | 0 | 0 | 11.7232 | 97.0314 | 18.9677 | 0 | 1.131 | 8.3666 | 73.0115 | 210.231 | [6 empty] | CBECC-Com 2013-3d (832) | BEMCmpMgr 2013 v3d (4008) | CA 2013 Nonresidential, Vers. 2.0 | 1.11.1.d869ebc332 | 8.5 | - | C:\360Local\CBECC-COM_SF\trunk\CBECC-Com13\Data\EPW\ | C:\360Local\CBECC-COM_SF\trunk\CBECC-Com13\Projects\InsideConvCoef Tests\BatchOut_160512_Initial test_Skylight01\
| 2016-May-12 14:19:09 | 050013-SimpleFen1.03-RetlMed | 050013-SimpleFen1.03-RetlMed | FRESNO_723890 | Title24Compliance | 1:01 | FAIL | -5.2 | -- | -- | Successful (100 warnings) | 9.9689 | 69783.5 | 12232.9 | 0 | 1056.69 | 0 | 72128.7 | 155212 | 77659.4 | 0 | 239.543 | 233111 | 1665.72 | 0 | 0 | 0 | 0 | 1137.37 | 0 | 2803.09 | 0 | 0 | 0 | 2803.09 | 0 | 0 | 0 | 0 | 0 | 0 | 0 | 0 | 0 | 0 | 0 | 0 | 12.7581 | 106.311 | 14.894 | 0 | 0.8146 | 7.6047 | 72.951 | 215.333 | [6 empty] | -- | -- | Successful (96 warnings) | 8.6215 | 64475.2 | 18012.8 | 0 | 1470.61 | 0 | 72149.5 | 156117 | 77659.4 | 0 | 322.184 | 234098 | 1526.36 | 0 | 0 | 0 | 0 | 1251.25 | 0 | 2777.62 | 0 | 0 | 0 | 2777.62 | 0 | 0 | 0 | 0 | 0 | 0 | 0 | 0 | 0 | 0 | 0 | 0 | 11.7232 | 97.0314 | 18.9677 | 0 | 1.131 | 8.3666 | 73.0115 | 210.231 | [6 empty] | CBECC-Com 2013-3d (832) | BEMCmpMgr 2013 v3d (4008) | CA 2013 Nonresidential, Vers. 2.0 | 1.11.1.d869ebc332 | 8.5 | - | C:\360Local\CBECC-COM_SF\trunk\CBECC-Com13\Data\EPW\ | C:\360Local\CBECC-COM_SF\trunk\CBECC-Com13\Projects\InsideConvCoef Tests\BatchOut_160512_Initial test_Skylight01\
| 2016-May-12 14:20:16 | 050013-ModifiedFen0.25-RetlMed | 050013-ModifiedFen0.25-RetlMed | FRESNO_723890 | Title24Compliance | 1:02 | FAIL | -6.3 | -- | -- | Successful (100 warnings) | 8.8509 | 70492.4 | 12583.8 | 0 | 1021.42 | 0 | 73957.1 | 158064 | 77659.4 | 0 | 239.543 | 235962 | 1493.03 | 0 | 0 | 0 | 0 | 1137.37 | 0 | 2630.4 | 0 | 0 | 0 | 2630.4 | 0 | 0 | 0 | 0 | 0 | 0 | 0 | 0 | 0 | 0 | 0 | 0 | 11.4452 | 106.838 | 15.1734 | 0 | 0.78888 | 7.6047 | 74.987 | 216.837 | [6 empty] | -- | -- | Successful (96 warnings) | 8.609 | 64660.7 | 18061.1 | 0 | 1469.69 | 0 | 72149.5 | 156350 | 77659.4 | 0 | 322.184 | 234331 | 1524.37 | 0 | 0 | 0 | 0 | 1251.25 | 0 | 2775.62 | 0 | 0 | 0 | 2775.62 | 0 | 0 | 0 | 0 | 0 | 0 | 0 | 0 | 0 | 0 | 0 | 0 | 11.7077 | 97.2923 | 19.038 | 0 | 1.1303 | 8.3666 | 73.0115 | 210.546 | [6 empty] | CBECC-Com 2013-3d (832) | BEMCmpMgr 2013 v3d (4008) | CA 2013 Nonresidential, Vers. 2.0 | 1.11.1.d869ebc332 | 8.5 | - | C:\360Local\CBECC-COM_SF\trunk\CBECC-Com13\Data\EPW\ | C:\360Local\CBECC-COM_SF\trunk\CBECC-Com13\Projects\InsideConvCoef Tests\BatchOut_160512_Initial test_Skylight01\
| 2016-May-12 14:21:21 | 050013-ModifiedFen0.50-RetlMed | 050013-ModifiedFen0.50-RetlMed | FRESNO_723890 | Title24Compliance | 1:01 | FAIL | -5.3 | -- | -- | Successful (100 warnings) | 9.2959 | 70133.6 | 12412.6 | 0 | 1037.08 | 0 | 72985.8 | 156578 | 77659.4 | 0 | 239.543 | 234477 | 1562.42 | 0 | 0 | 0 | 0 | 1137.37 | 0 | 2699.79 | 0 | 0 | 0 | 2699.79 | 0 | 0 | 0 | 0 | 0 | 0 | 0 | 0 | 0 | 0 | 0 | 0 | 11.9737 | 106.54 | 15.0387 | 0 | 0.80038 | 7.6047 | 73.9077 | 215.865 | [6 empty] | -- | -- | Successful (96 warnings) | 8.609 | 64660.7 | 18061.1 | 0 | 1469.69 | 0 | 72149.5 | 156350 | 77659.4 | 0 | 322.184 | 234331 | 1524.37 | 0 | 0 | 0 | 0 | 1251.25 | 0 | 2775.62 | 0 | 0 | 0 | 2775.62 | 0 | 0 | 0 | 0 | 0 | 0 | 0 | 0 | 0 | 0 | 0 | 0 | 11.7077 | 97.2923 | 19.038 | 0 | 1.1303 | 8.3666 | 73.0115 | 210.546 | [6 empty] | CBECC-Com 2013-3d (832) | BEMCmpMgr 2013 v3d (4008) | CA 2013 Nonresidential, Vers. 2.0 | 1.11.1.d869ebc332 | 8.5 | - | C:\360Local\CBECC-COM_SF\trunk\CBECC-Com13\Data\EPW\ | C:\360Local\CBECC-COM_SF\trunk\CBECC-Com13\Projects\InsideConvCoef Tests\BatchOut_160512_Initial test_Skylight01\
| 2016-May-12 14:22:29 | 050013-ModifiedFen0.75-RetlMed | 050013-ModifiedFen0.75-RetlMed | FRESNO_723890 | Title24Compliance | 1:03 | FAIL | -5.4 | -- | -- | Successful (100 warnings) | 9.6094 | 70248.2 | 12457.5 | 0 | 1047.53 | 0 | 72342.6 | 156105 | 77659.4 | 0 | 239.543 | 234004 | 1610.56 | 0 | 0 | 0 | 0 | 1137.37 | 0 | 2747.93 | 0 | 0 | 0 | 2747.93 | 0 | 0 | 0 | 0 | 0 | 0 | 0 | 0 | 0 | 0 | 0 | 0 | 12.3406 | 106.796 | 15.1573 | 0 | 0.80805 | 7.6047 | 73.1898 | 215.897 | [6 empty] | -- | -- | Successful (96 warnings) | 8.609 | 64660.7 | 18061.1 | 0 | 1469.69 | 0 | 72149.5 | 156350 | 77659.4 | 0 | 322.184 | 234331 | 1524.37 | 0 | 0 | 0 | 0 | 1251.25 | 0 | 2775.62 | 0 | 0 | 0 | 2775.62 | 0 | 0 | 0 | 0 | 0 | 0 | 0 | 0 | 0 | 0 | 0 | 0 | 11.7077 | 97.2923 | 19.038 | 0 | 1.1303 | 8.3666 | 73.0115 | 210.546 | [6 empty] | CBECC-Com 2013-3d (832) | BEMCmpMgr 2013 v3d (4008) | CA 2013 Nonresidential, Vers. 2.0 | 1.11.1.d869ebc332 | 8.5 | - | C:\360Local\CBECC-COM_SF\trunk\CBECC-Com13\Data\EPW\ | C:\360Local\CBECC-COM_SF\trunk\CBECC-Com13\Projects\InsideConvCoef Tests\BatchOut_160512_Initial test_Skylight01\
| 2016-May-12 14:23:37 | 050013-ModifiedFen1.03-RetlMed | 050013-ModifiedFen1.03-RetlMed | FRESNO_723890 | Title24Compliance | 1:03 | FAIL | -5.9 | -- | -- | Successful (100 warnings) | 9.9167 | 70319.5 | 12482.1 | 0 | 1056.67 | 0 | 72128.7 | 155997 | 77659.4 | 0 | 239.543 | 233896 | 1657.81 | 0 | 0 | 0 | 0 | 1137.37 | 0 | 2795.17 | 0 | 0 | 0 | 2795.17 | 0 | 0 | 0 | 0 | 0 | 0 | 0 | 0 | 0 | 0 | 0 | 0 | 12.6983 | 107.028 | 15.2618 | 0 | 0.8146 | 7.6047 | 72.951 | 216.358 | [6 empty] | -- | -- | Successful (96 warnings) | 8.609 | 64660.7 | 18061.1 | 0 | 1469.69 | 0 | 72149.5 | 156350 | 77659.4 | 0 | 322.184 | 234331 | 1524.37 | 0 | 0 | 0 | 0 | 1251.25 | 0 | 2775.62 | 0 | 0 | 0 | 2775.62 | 0 | 0 | 0 | 0 | 0 | 0 | 0 | 0 | 0 | 0 | 0 | 0 | 11.7077 | 97.2923 | 19.038 | 0 | 1.1303 | 8.3666 | 73.0115 | 210.546 | [6 empty] | CBECC-Com 2013-3d (832) | BEMCmpMgr 2013 v3d (4008) | CA 2013 Nonresidential, Vers. 2.0 | 1.11.1.d869ebc332 | 8.5 | - | C:\360Local\CBECC-COM_SF\trunk\CBECC-Com13\Data\EPW\ | C:\360Local\CBECC-COM_SF\trunk\CBECC-Com13\Projects\InsideConvCoef Tests\BatchOut_160512_Initial test_Skylight01\
| 2016-May-12 14:24:44 | 050013-ModifiedFen1.031-RetlMed | 050013-ModifiedFen1.031-RetlMed | FRESNO_723890 | Title24Compliance | 1:02 | FAIL | -6.2 | -- | -- | Successful (100 warnings) | 9.9695 | 70408.3 | 12526.5 | 0 | 1058.61 | 0 | 72128.7 | 156132 | 77659.4 | 0 | 239.543 | 234031 | 1665.79 | 0 | 0 | 0 | 0 | 1137.37 | 0 | 2803.16 | 0 | 0 | 0 | 2803.16 | 0 | 0 | 0 | 0 | 0 | 0 | 0 | 0 | 0 | 0 | 0 | 0 | 12.759 | 107.161 | 15.3354 | 0 | 0.816 | 7.6047 | 72.951 | 216.627 | [6 empty] | -- | -- | Successful (96 warnings) | 8.609 | 64660.7 | 18061.1 | 0 | 1469.69 | 0 | 72149.5 | 156350 | 77659.4 | 0 | 322.184 | 234331 | 1524.37 | 0 | 0 | 0 | 0 | 1251.25 | 0 | 2775.62 | 0 | 0 | 0 | 2775.62 | 0 | 0 | 0 | 0 | 0 | 0 | 0 | 0 | 0 | 0 | 0 | 0 | 11.7077 | 97.2923 | 19.038 | 0 | 1.1303 | 8.3666 | 73.0115 | 210.546 | [6 empty] | CBECC-Com 2013-3d (832) | BEMCmpMgr 2013 v3d (4008) | CA 2013 Nonresidential, Vers. 2.0 | 1.11.1.d869ebc332 | 8.5 | - | C:\360Local\CBECC-COM_SF\trunk\CBECC-Com13\Data\EPW\ | C:\360Local\CBECC-COM_SF\trunk\CBECC-Com13\Projects\InsideConvCoef Tests\BatchOut_160512_Initial test_Skylight01\
| 2016-May-12 14:25:48 | 050013-ModifiedFen1.25-RetlMed | 050013-ModifiedFen1.25-RetlMed | FRESNO_723890 | Title24Compliance | 1:00 | FAIL | -6.8 | -- | -- | Successful (100 warnings) | 10.1087 | 70641.4 | 12644.7 | 0 | 1062.18 | 0 | 72128.7 | 156487 | 77659.4 | 0 | 239.543 | 234386 | 1686.55 | 0 | 0 | 0 | 0 | 1137.37 | 0 | 2823.92 | 0 | 0 | 0 | 2823.92 | 0 | 0 | 0 | 0 | 0 | 0 | 0 | 0 | 0 | 0 | 0 | 0 | 12.9166 | 107.509 | 15.53 | 0 | 0.81853 | 7.6047 | 72.951 | 217.33 | [6 empty] | -- | -- | Successful (96 warnings) | 8.609 | 64660.7 | 18061.1 | 0 | 1469.69 | 0 | 72149.5 | 156350 | 77659.4 | 0 | 322.184 | 234331 | 1524.37 | 0 | 0 | 0 | 0 | 1251.25 | 0 | 2775.62 | 0 | 0 | 0 | 2775.62 | 0 | 0 | 0 | 0 | 0 | 0 | 0 | 0 | 0 | 0 | 0 | 0 | 11.7077 | 97.2923 | 19.038 | 0 | 1.1303 | 8.3666 | 73.0115 | 210.546 | [6 empty] | CBECC-Com 2013-3d (832) | BEMCmpMgr 2013 v3d (4008) | CA 2013 Nonresidential, Vers. 2.0 | 1.11.1.d869ebc332 | 8.5 | - | C:\360Local\CBECC-COM_SF\trunk\CBECC-Com13\Data\EPW\ | C:\360Local\CBECC-COM_SF\trunk\CBECC-Com13\Projects\InsideConvCoef Tests\BatchOut_160512_Initial test_Skylight01\
| 2016-May-12 14:26:54 | 050013-ModifiedFen1.75-RetlMed | 050013-ModifiedFen1.75-RetlMed | FRESNO_723890 | Title24Compliance | 1:01 | FAIL | -8.7 | -- | -- | Successful (100 warnings) | 10.4439 | 71255.3 | 12970 | 0 | 1070.43 | 0 | 72128.7 | 157435 | 77659.4 | 0 | 239.543 | 235334 | 1736.46 | 0 | 0 | 0 | 0 | 1137.37 | 0 | 2873.83 | 0 | 0 | 0 | 2873.83 | 0 | 0 | 0 | 0 | 0 | 0 | 0 | 0 | 0 | 0 | 0 | 0 | 13.2931 | 108.426 | 16.061 | 0 | 0.8245 | 7.6047 | 72.951 | 219.16 | [6 empty] | -- | -- | Successful (96 warnings) | 8.609 | 64660.7 | 18061.1 | 0 | 1469.69 | 0 | 72149.5 | 156350 | 77659.4 | 0 | 322.184 | 234331 | 1524.37 | 0 | 0 | 0 | 0 | 1251.25 | 0 | 2775.62 | 0 | 0 | 0 | 2775.62 | 0 | 0 | 0 | 0 | 0 | 0 | 0 | 0 | 0 | 0 | 0 | 0 | 11.7077 | 97.2923 | 19.038 | 0 | 1.1303 | 8.3666 | 73.0115 | 210.546 | [6 empty] | CBECC-Com 2013-3d (832) | BEMCmpMgr 2013 v3d (4008) | CA 2013 Nonresidential, Vers. 2.0 | 1.11.1.d869ebc332 | 8.5 | - | C:\360Local\CBECC-COM_SF\trunk\CBECC-Com13\Data\EPW\ | C:\360Local\CBECC-COM_SF\trunk\CBECC-Com13\Projects\InsideConvCoef Tests\BatchOut_160512_Initial test_Skylight01\
| 2016-May-12 14:27:59 | 050013-ModifiedFen2.25-RetlMed | 050013-ModifiedFen2.25-RetlMed | FRESNO_723890 | Title24Compliance | 1:00 | FAIL | -10.4 | -- | -- | Successful (100 warnings) | 10.7416 | 71854.8 | 13307.3 | 0 | 1080.01 | 0 | 72128.7 | 158382 | 77659.4 | 0 | 239.543 | 236281 | 1780.69 | 0 | 0 | 0 | 0 | 1137.37 | 0 | 2918.05 | 0 | 0 | 0 | 2918.05 | 0 | 0 | 0 | 0 | 0 | 0 | 0 | 0 | 0 | 0 | 0 | 0 | 13.6251 | 109.317 | 16.6046 | 0 | 0.83137 | 7.6047 | 72.951 | 220.934 | [6 empty] | -- | -- | Successful (96 warnings) | 8.609 | 64660.7 | 18061.1 | 0 | 1469.69 | 0 | 72149.5 | 156350 | 77659.4 | 0 | 322.184 | 234331 | 1524.37 | 0 | 0 | 0 | 0 | 1251.25 | 0 | 2775.62 | 0 | 0 | 0 | 2775.62 | 0 | 0 | 0 | 0 | 0 | 0 | 0 | 0 | 0 | 0 | 0 | 0 | 11.7077 | 97.2923 | 19.038 | 0 | 1.1303 | 8.3666 | 73.0115 | 210.546 | [6 empty] | CBECC-Com 2013-3d (832) | BEMCmpMgr 2013 v3d (4008) | CA 2013 Nonresidential, Vers. 2.0 | 1.11.1.d869ebc332 | 8.5 | - | C:\360Local\CBECC-COM_SF\trunk\CBECC-Com13\Data\EPW\ | C:\360Local\CBECC-COM_SF\trunk\CBECC-Com13\Projects\InsideConvCoef Tests\BatchOut_160512_Initial test_Skylight01\
| 2016-May-12 14:29:12 | 050015-SimpleFen0.25-RetlMed | 050015-SimpleFen0.25-RetlMed | PALM-SPRINGS-INTL_722868 | Title24Compliance | 1:07 | FAIL | -8.7 | -- | -- | Successful (100 warnings) | 1.7638 | 120842 | 15743.5 | 0 | 456.739 | 0 | 72705.3 | 209749 | 77659.4 | 0 | 241.36 | 287650 | 314.603 | 0 | 0 | 0 | 0 | 975.396 | 0 | 1290 | 0 | 0 | 0 | 1290 | 0 | 0 | 0 | 0 | 0 | 0 | 0 | 0 | 0 | 0 | 0 | 0 | 2.4666 | 159.312 | 17.676 | 0 | 0.35201 | 6.5751 | 73.1393 | 259.521 | [6 empty] | -- | -- | Successful (82 warnings) | 1.8378 | 113189 | 20218.2 | 0 | 592.257 | 0 | 70986.2 | 204988 | 77659.4 | 0 | 324.293 | 282971 | 321.481 | 0 | 0 | 0 | 0 | 1072.06 | 0 | 1393.54 | 0 | 0 | 0 | 1393.54 | 0 | 0 | 0 | 0 | 0 | 0 | 0 | 0 | 0 | 0 | 0 | 0 | 2.5295 | 148.138 | 21.3259 | 0 | 0.4563 | 7.2273 | 71.2597 | 250.937 | [6 empty] | CBECC-Com 2013-3d (832) | BEMCmpMgr 2013 v3d (4008) | CA 2013 Nonresidential, Vers. 2.0 | 1.11.1.d869ebc332 | 8.5 | - | C:\360Local\CBECC-COM_SF\trunk\CBECC-Com13\Data\EPW\ | C:\360Local\CBECC-COM_SF\trunk\CBECC-Com13\Projects\InsideConvCoef Tests\BatchOut_160512_Initial test_Skylight01\
| 2016-May-12 14:30:25 | 050015-SimpleFen0.50-RetlMed | 050015-SimpleFen0.50-RetlMed | PALM-SPRINGS-INTL_722868 | Title24Compliance | 1:08 | FAIL | -7.4 | -- | -- | Successful (100 warnings) | 1.8986 | 120417 | 15560 | 0 | 479.715 | 0 | 71763.3 | 208222 | 77659.4 | 0 | 241.36 | 286123 | 337.301 | 0 | 0 | 0 | 0 | 975.396 | 0 | 1312.7 | 0 | 0 | 0 | 1312.7 | 0 | 0 | 0 | 0 | 0 | 0 | 0 | 0 | 0 | 0 | 0 | 0 | 2.6449 | 159.032 | 17.5539 | 0 | 0.36971 | 6.5751 | 72.1144 | 258.29 | [6 empty] | -- | -- | Successful (82 warnings) | 1.8378 | 113189 | 20218.2 | 0 | 592.257 | 0 | 70986.2 | 204988 | 77659.4 | 0 | 324.293 | 282971 | 321.481 | 0 | 0 | 0 | 0 | 1072.06 | 0 | 1393.54 | 0 | 0 | 0 | 1393.54 | 0 | 0 | 0 | 0 | 0 | 0 | 0 | 0 | 0 | 0 | 0 | 0 | 2.5295 | 148.138 | 21.3259 | 0 | 0.4563 | 7.2273 | 71.2597 | 250.937 | [6 empty] | CBECC-Com 2013-3d (832) | BEMCmpMgr 2013 v3d (4008) | CA 2013 Nonresidential, Vers. 2.0 | 1.11.1.d869ebc332 | 8.5 | - | C:\360Local\CBECC-COM_SF\trunk\CBECC-Com13\Data\EPW\ | C:\360Local\CBECC-COM_SF\trunk\CBECC-Com13\Projects\InsideConvCoef Tests\BatchOut_160512_Initial test_Skylight01\
| 2016-May-12 14:31:34 | 050015-SimpleFen0.75-RetlMed | 050015-SimpleFen0.75-RetlMed | PALM-SPRINGS-INTL_722868 | Title24Compliance | 1:05 | FAIL | -7.1 | -- | -- | Successful (100 warnings) | 2.0047 | 120478 | 15574.9 | 0 | 494.688 | 0 | 71140.3 | 207690 | 77659.4 | 0 | 241.36 | 285591 | 355.098 | 0 | 0 | 0 | 0 | 975.396 | 0 | 1330.49 | 0 | 0 | 0 | 1330.49 | 0 | 0 | 0 | 0 | 0 | 0 | 0 | 0 | 0 | 0 | 0 | 0 | 2.7847 | 159.233 | 17.6271 | 0 | 0.38114 | 6.5751 | 71.4399 | 258.041 | [6 empty] | -- | -- | Successful (82 warnings) | 1.8378 | 113189 | 20218.2 | 0 | 592.257 | 0 | 70986.2 | 204988 | 77659.4 | 0 | 324.293 | 282971 | 321.481 | 0 | 0 | 0 | 0 | 1072.06 | 0 | 1393.54 | 0 | 0 | 0 | 1393.54 | 0 | 0 | 0 | 0 | 0 | 0 | 0 | 0 | 0 | 0 | 0 | 0 | 2.5295 | 148.138 | 21.3259 | 0 | 0.4563 | 7.2273 | 71.2597 | 250.937 | [6 empty] | CBECC-Com 2013-3d (832) | BEMCmpMgr 2013 v3d (4008) | CA 2013 Nonresidential, Vers. 2.0 | 1.11.1.d869ebc332 | 8.5 | - | C:\360Local\CBECC-COM_SF\trunk\CBECC-Com13\Data\EPW\ | C:\360Local\CBECC-COM_SF\trunk\CBECC-Com13\Projects\InsideConvCoef Tests\BatchOut_160512_Initial test_Skylight01\
| 2016-May-12 14:32:43 | 050015-SimpleFen1.03-RetlMed | 050015-SimpleFen1.03-RetlMed | PALM-SPRINGS-INTL_722868 | Title24Compliance | 1:04 | FAIL | -7.3 | -- | -- | Successful (100 warnings) | 2.1239 | 120468 | 15563.9 | 0 | 510.453 | 0 | 70934.8 | 207479 | 77659.4 | 0 | 241.36 | 285380 | 374.955 | 0 | 0 | 0 | 0 | 975.396 | 0 | 1350.35 | 0 | 0 | 0 | 1350.35 | 0 | 0 | 0 | 0 | 0 | 0 | 0 | 0 | 0 | 0 | 0 | 0 | 2.9407 | 159.368 | 17.6783 | 0 | 0.39316 | 6.5751 | 71.2199 | 258.176 | [6 empty] | -- | -- | Successful (82 warnings) | 1.8378 | 113189 | 20218.2 | 0 | 592.257 | 0 | 70986.2 | 204988 | 77659.4 | 0 | 324.293 | 282971 | 321.481 | 0 | 0 | 0 | 0 | 1072.06 | 0 | 1393.54 | 0 | 0 | 0 | 1393.54 | 0 | 0 | 0 | 0 | 0 | 0 | 0 | 0 | 0 | 0 | 0 | 0 | 2.5295 | 148.138 | 21.3259 | 0 | 0.4563 | 7.2273 | 71.2597 | 250.937 | [6 empty] | CBECC-Com 2013-3d (832) | BEMCmpMgr 2013 v3d (4008) | CA 2013 Nonresidential, Vers. 2.0 | 1.11.1.d869ebc332 | 8.5 | - | C:\360Local\CBECC-COM_SF\trunk\CBECC-Com13\Data\EPW\ | C:\360Local\CBECC-COM_SF\trunk\CBECC-Com13\Projects\InsideConvCoef Tests\BatchOut_160512_Initial test_Skylight01\
| 2016-May-12 14:33:52 | 050015-ModifiedFen0.25-RetlMed | 050015-ModifiedFen0.25-RetlMed | PALM-SPRINGS-INTL_722868 | Title24Compliance | 1:04 | FAIL | -8.4 | -- | -- | Successful (100 warnings) | 1.7658 | 120966 | 15823.9 | 0 | 457.911 | 0 | 72705.3 | 209955 | 77659.4 | 0 | 241.36 | 287856 | 314.964 | 0 | 0 | 0 | 0 | 975.396 | 0 | 1290.36 | 0 | 0 | 0 | 1290.36 | 0 | 0 | 0 | 0 | 0 | 0 | 0 | 0 | 0 | 0 | 0 | 0 | 2.4694 | 159.447 | 17.775 | 0 | 0.35291 | 6.5751 | 73.1393 | 259.759 | [6 empty] | -- | -- | Successful (82 warnings) | 1.8371 | 113500 | 20296.8 | 0 | 591.357 | 0 | 70986.2 | 205376 | 77659.4 | 0 | 324.293 | 283360 | 321.375 | 0 | 0 | 0 | 0 | 1072.06 | 0 | 1393.43 | 0 | 0 | 0 | 1393.43 | 0 | 0 | 0 | 0 | 0 | 0 | 0 | 0 | 0 | 0 | 0 | 0 | 2.5286 | 148.518 | 21.4253 | 0 | 0.4556 | 7.2273 | 71.2597 | 251.414 | [6 empty] | CBECC-Com 2013-3d (832) | BEMCmpMgr 2013 v3d (4008) | CA 2013 Nonresidential, Vers. 2.0 | 1.11.1.d869ebc332 | 8.5 | - | C:\360Local\CBECC-COM_SF\trunk\CBECC-Com13\Data\EPW\ | C:\360Local\CBECC-COM_SF\trunk\CBECC-Com13\Projects\InsideConvCoef Tests\BatchOut_160512_Initial test_Skylight01\
| 2016-May-12 14:35:01 | 050015-ModifiedFen0.50-RetlMed | 050015-ModifiedFen0.50-RetlMed | PALM-SPRINGS-INTL_722868 | Title24Compliance | 1:04 | FAIL | -7.3 | -- | -- | Successful (100 warnings) | 1.8962 | 120655 | 15691.4 | 0 | 480.049 | 0 | 71763.3 | 208592 | 77659.4 | 0 | 241.36 | 286493 | 336.936 | 0 | 0 | 0 | 0 | 975.396 | 0 | 1312.33 | 0 | 0 | 0 | 1312.33 | 0 | 0 | 0 | 0 | 0 | 0 | 0 | 0 | 0 | 0 | 0 | 0 | 2.642 | 159.315 | 17.7246 | 0 | 0.36996 | 6.5751 | 72.1144 | 258.741 | [6 empty] | -- | -- | Successful (82 warnings) | 1.8371 | 113500 | 20296.8 | 0 | 591.357 | 0 | 70986.2 | 205376 | 77659.4 | 0 | 324.293 | 283360 | 321.375 | 0 | 0 | 0 | 0 | 1072.06 | 0 | 1393.43 | 0 | 0 | 0 | 1393.43 | 0 | 0 | 0 | 0 | 0 | 0 | 0 | 0 | 0 | 0 | 0 | 0 | 2.5286 | 148.518 | 21.4253 | 0 | 0.4556 | 7.2273 | 71.2597 | 251.414 | [6 empty] | CBECC-Com 2013-3d (832) | BEMCmpMgr 2013 v3d (4008) | CA 2013 Nonresidential, Vers. 2.0 | 1.11.1.d869ebc332 | 8.5 | - | C:\360Local\CBECC-COM_SF\trunk\CBECC-Com13\Data\EPW\ | C:\360Local\CBECC-COM_SF\trunk\CBECC-Com13\Projects\InsideConvCoef Tests\BatchOut_160512_Initial test_Skylight01\
| 2016-May-12 14:36:10 | 050015-ModifiedFen0.75-RetlMed | 050015-ModifiedFen0.75-RetlMed | PALM-SPRINGS-INTL_722868 | Title24Compliance | 1:05 | FAIL | -7.5 | -- | -- | Successful (100 warnings) | 1.9985 | 120971 | 15826.7 | 0 | 495.021 | 0 | 71140.3 | 208435 | 77659.4 | 0 | 241.36 | 286336 | 354.069 | 0 | 0 | 0 | 0 | 975.396 | 0 | 1329.47 | 0 | 0 | 0 | 1329.47 | 0 | 0 | 0 | 0 | 0 | 0 | 0 | 0 | 0 | 0 | 0 | 0 | 2.7766 | 159.804 | 17.9437 | 0 | 0.38141 | 6.5751 | 71.4399 | 258.921 | [6 empty] | -- | -- | Successful (82 warnings) | 1.8371 | 113500 | 20296.8 | 0 | 591.357 | 0 | 70986.2 | 205376 | 77659.4 | 0 | 324.293 | 283360 | 321.375 | 0 | 0 | 0 | 0 | 1072.06 | 0 | 1393.43 | 0 | 0 | 0 | 1393.43 | 0 | 0 | 0 | 0 | 0 | 0 | 0 | 0 | 0 | 0 | 0 | 0 | 2.5286 | 148.518 | 21.4253 | 0 | 0.4556 | 7.2273 | 71.2597 | 251.414 | [6 empty] | CBECC-Com 2013-3d (832) | BEMCmpMgr 2013 v3d (4008) | CA 2013 Nonresidential, Vers. 2.0 | 1.11.1.d869ebc332 | 8.5 | - | C:\360Local\CBECC-COM_SF\trunk\CBECC-Com13\Data\EPW\ | C:\360Local\CBECC-COM_SF\trunk\CBECC-Com13\Projects\InsideConvCoef Tests\BatchOut_160512_Initial test_Skylight01\
| 2016-May-12 14:37:19 | 050015-ModifiedFen1.03-RetlMed | 050015-ModifiedFen1.03-RetlMed | PALM-SPRINGS-INTL_722868 | Title24Compliance | 1:04 | FAIL | -8 | -- | -- | Successful (100 warnings) | 2.1029 | 121222 | 15934.4 | 0 | 509.786 | 0 | 70934.8 | 208603 | 77659.4 | 0 | 241.36 | 286504 | 371.497 | 0 | 0 | 0 | 0 | 975.396 | 0 | 1346.89 | 0 | 0 | 0 | 1346.89 | 0 | 0 | 0 | 0 | 0 | 0 | 0 | 0 | 0 | 0 | 0 | 0 | 2.9135 | 160.248 | 18.1448 | 0 | 0.39268 | 6.5751 | 71.2199 | 259.495 | [6 empty] | -- | -- | Successful (82 warnings) | 1.8371 | 113500 | 20296.8 | 0 | 591.357 | 0 | 70986.2 | 205376 | 77659.4 | 0 | 324.293 | 283360 | 321.375 | 0 | 0 | 0 | 0 | 1072.06 | 0 | 1393.43 | 0 | 0 | 0 | 1393.43 | 0 | 0 | 0 | 0 | 0 | 0 | 0 | 0 | 0 | 0 | 0 | 0 | 2.5286 | 148.518 | 21.4253 | 0 | 0.4556 | 7.2273 | 71.2597 | 251.414 | [6 empty] | CBECC-Com 2013-3d (832) | BEMCmpMgr 2013 v3d (4008) | CA 2013 Nonresidential, Vers. 2.0 | 1.11.1.d869ebc332 | 8.5 | - | C:\360Local\CBECC-COM_SF\trunk\CBECC-Com13\Data\EPW\ | C:\360Local\CBECC-COM_SF\trunk\CBECC-Com13\Projects\InsideConvCoef Tests\BatchOut_160512_Initial test_Skylight01\
| 2016-May-12 14:38:28 | 050015-ModifiedFen1.031-RetlMed | 050015-ModifiedFen1.031-RetlMed | PALM-SPRINGS-INTL_722868 | Title24Compliance | 1:04 | FAIL | -8.3 | -- | -- | Successful (100 warnings) | 2.1231 | 121356 | 16006.1 | 0 | 511.138 | 0 | 70934.8 | 208810 | 77659.4 | 0 | 241.36 | 286711 | 374.849 | 0 | 0 | 0 | 0 | 975.396 | 0 | 1350.24 | 0 | 0 | 0 | 1350.24 | 0 | 0 | 0 | 0 | 0 | 0 | 0 | 0 | 0 | 0 | 0 | 0 | 2.9399 | 160.421 | 18.2433 | 0 | 0.3937 | 6.5751 | 71.2199 | 259.793 | [6 empty] | -- | -- | Successful (82 warnings) | 1.8371 | 113500 | 20296.8 | 0 | 591.357 | 0 | 70986.2 | 205376 | 77659.4 | 0 | 324.293 | 283360 | 321.375 | 0 | 0 | 0 | 0 | 1072.06 | 0 | 1393.43 | 0 | 0 | 0 | 1393.43 | 0 | 0 | 0 | 0 | 0 | 0 | 0 | 0 | 0 | 0 | 0 | 0 | 2.5286 | 148.518 | 21.4253 | 0 | 0.4556 | 7.2273 | 71.2597 | 251.414 | [6 empty] | CBECC-Com 2013-3d (832) | BEMCmpMgr 2013 v3d (4008) | CA 2013 Nonresidential, Vers. 2.0 | 1.11.1.d869ebc332 | 8.5 | - | C:\360Local\CBECC-COM_SF\trunk\CBECC-Com13\Data\EPW\ | C:\360Local\CBECC-COM_SF\trunk\CBECC-Com13\Projects\InsideConvCoef Tests\BatchOut_160512_Initial test_Skylight01\
| 2016-May-12 14:39:36 | 050015-ModifiedFen1.25-RetlMed | 050015-ModifiedFen1.25-RetlMed | PALM-SPRINGS-INTL_722868 | Title24Compliance | 1:03 | FAIL | -9.2 | -- | -- | Successful (100 warnings) | 2.1797 | 121706 | 16195.3 | 0 | 515.483 | 0 | 70934.8 | 209354 | 77659.4 | 0 | 241.36 | 287255 | 384.2 | 0 | 0 | 0 | 0 | 975.396 | 0 | 1359.6 | 0 | 0 | 0 | 1359.6 | 0 | 0 | 0 | 0 | 0 | 0 | 0 | 0 | 0 | 0 | 0 | 0 | 3.0134 | 160.869 | 18.5027 | 0 | 0.39699 | 6.5751 | 71.2199 | 260.577 | [6 empty] | -- | -- | Successful (82 warnings) | 1.8371 | 113500 | 20296.8 | 0 | 591.357 | 0 | 70986.2 | 205376 | 77659.4 | 0 | 324.293 | 283360 | 321.375 | 0 | 0 | 0 | 0 | 1072.06 | 0 | 1393.43 | 0 | 0 | 0 | 1393.43 | 0 | 0 | 0 | 0 | 0 | 0 | 0 | 0 | 0 | 0 | 0 | 0 | 2.5286 | 148.518 | 21.4253 | 0 | 0.4556 | 7.2273 | 71.2597 | 251.414 | [6 empty] | CBECC-Com 2013-3d (832) | BEMCmpMgr 2013 v3d (4008) | CA 2013 Nonresidential, Vers. 2.0 | 1.11.1.d869ebc332 | 8.5 | - | C:\360Local\CBECC-COM_SF\trunk\CBECC-Com13\Data\EPW\ | C:\360Local\CBECC-COM_SF\trunk\CBECC-Com13\Projects\InsideConvCoef Tests\BatchOut_160512_Initial test_Skylight01\
| 2016-May-12 14:40:47 | 050015-ModifiedFen1.75-RetlMed | 050015-ModifiedFen1.75-RetlMed | PALM-SPRINGS-INTL_722868 | Title24Compliance | 1:06 | FAIL | -11.2 | -- | -- | Successful (100 warnings) | 2.332 | 122631 | 16720.7 | 0 | 527.713 | 0 | 70934.8 | 210817 | 77659.4 | 0 | 241.36 | 288717 | 409.345 | 0 | 0 | 0 | 0 | 975.396 | 0 | 1384.74 | 0 | 0 | 0 | 1384.74 | 0 | 0 | 0 | 0 | 0 | 0 | 0 | 0 | 0 | 0 | 0 | 0 | 3.2106 | 162.042 | 19.2192 | 0 | 0.40628 | 6.5751 | 71.2199 | 262.673 | [6 empty] | -- | -- | Successful (82 warnings) | 1.8371 | 113500 | 20296.8 | 0 | 591.357 | 0 | 70986.2 | 205376 | 77659.4 | 0 | 324.293 | 283360 | 321.375 | 0 | 0 | 0 | 0 | 1072.06 | 0 | 1393.43 | 0 | 0 | 0 | 1393.43 | 0 | 0 | 0 | 0 | 0 | 0 | 0 | 0 | 0 | 0 | 0 | 0 | 2.5286 | 148.518 | 21.4253 | 0 | 0.4556 | 7.2273 | 71.2597 | 251.414 | [6 empty] | CBECC-Com 2013-3d (832) | BEMCmpMgr 2013 v3d (4008) | CA 2013 Nonresidential, Vers. 2.0 | 1.11.1.d869ebc332 | 8.5 | - | C:\360Local\CBECC-COM_SF\trunk\CBECC-Com13\Data\EPW\ | C:\360Local\CBECC-COM_SF\trunk\CBECC-Com13\Projects\InsideConvCoef Tests\BatchOut_160512_Initial test_Skylight01\
| 2016-May-12 14:41:58 | 050015-ModifiedFen2.25-RetlMed | 050015-ModifiedFen2.25-RetlMed | PALM-SPRINGS-INTL_722868 | Title24Compliance | 1:06 | FAIL | -13.4 | -- | -- | Successful (100 warnings) | 2.5034 | 123522 | 17267.6 | 0 | 536.873 | 0 | 70934.8 | 212264 | 77659.4 | 0 | 241.36 | 290165 | 437.335 | 0 | 0 | 0 | 0 | 975.396 | 0 | 1412.73 | 0 | 0 | 0 | 1412.73 | 0 | 0 | 0 | 0 | 0 | 0 | 0 | 0 | 0 | 0 | 0 | 0 | 3.43 | 163.165 | 19.9629 | 0 | 0.41323 | 6.5751 | 71.2199 | 264.766 | [6 empty] | -- | -- | Successful (82 warnings) | 1.8371 | 113500 | 20296.8 | 0 | 591.357 | 0 | 70986.2 | 205376 | 77659.4 | 0 | 324.293 | 283360 | 321.375 | 0 | 0 | 0 | 0 | 1072.06 | 0 | 1393.43 | 0 | 0 | 0 | 1393.43 | 0 | 0 | 0 | 0 | 0 | 0 | 0 | 0 | 0 | 0 | 0 | 0 | 2.5286 | 148.518 | 21.4253 | 0 | 0.4556 | 7.2273 | 71.2597 | 251.414 | [6 empty] | CBECC-Com 2013-3d (832) | BEMCmpMgr 2013 v3d (4008) | CA 2013 Nonresidential, Vers. 2.0 | 1.11.1.d869ebc332 | 8.5 | - | C:\360Local\CBECC-COM_SF\trunk\CBECC-Com13\Data\EPW\ | C:\360Local\CBECC-COM_SF\trunk\CBECC-Com13\Projects\InsideConvCoef Tests\BatchOut_160512_Initial test_Skylight01\
| 2016-May-12 14:43:15 | 050016-SimpleFen0.25-RetlMed | 050016-SimpleFen0.25-RetlMed | BISHOP_724800 | Title24Compliance | 1:11 | FAIL | -0.9 | -- | -- | Successful (100 warnings) | 14.4979 | 54491.8 | 13305.8 | 0 | 1209.03 | 0 | 76943.4 | 145965 | 77659.4 | 0 | 243.184 | 223867 | 2322.88 | 0 | 0 | 0 | 0 | 1304.32 | 0 | 3627.2 | 0 | 0 | 0 | 3627.2 | 0 | 0 | 0 | 0 | 0 | 0 | 0 | 0 | 0 | 0 | 0 | 0 | 17.7525 | 86.21 | 15.9096 | 0 | 0.89985 | 8.762 | 77.8687 | 207.403 | [6 empty] | -- | -- | Successful (99 warnings) | 15.0537 | 50134.3 | 18274.2 | 0 | 1774.79 | 0 | 75309.9 | 145508 | 77659.4 | 0 | 325.319 | 223493 | 2578.03 | 0 | 0 | 0 | 0 | 1436.1 | 0 | 4014.14 | 0 | 0 | 0 | 4014.14 | 0 | 0 | 0 | 0 | 0 | 0 | 0 | 0 | 0 | 0 | 0 | 0 | 19.7489 | 79.8523 | 20.0189 | 0 | 1.3212 | 9.6475 | 76.0654 | 206.654 | [6 empty] | CBECC-Com 2013-3d (832) | BEMCmpMgr 2013 v3d (4008) | CA 2013 Nonresidential, Vers. 2.0 | 1.11.1.d869ebc332 | 8.5 | - | C:\360Local\CBECC-COM_SF\trunk\CBECC-Com13\Data\EPW\ | C:\360Local\CBECC-COM_SF\trunk\CBECC-Com13\Projects\InsideConvCoef Tests\BatchOut_160512_Initial test_Skylight01\
| 2016-May-12 14:44:34 | 050016-SimpleFen0.50-RetlMed | 050016-SimpleFen0.50-RetlMed | BISHOP_724800 | Title24Compliance | 1:15 | PASS | 0.1 | -- | -- | Successful (100 warnings) | 15.1444 | 54024.5 | 13054.5 | 0 | 1222.08 | 0 | 76095.6 | 144412 | 77659.4 | 0 | 243.184 | 222314 | 2418.86 | 0 | 0 | 0 | 0 | 1304.32 | 0 | 3723.18 | 0 | 0 | 0 | 3723.18 | 0 | 0 | 0 | 0 | 0 | 0 | 0 | 0 | 0 | 0 | 0 | 0 | 18.4752 | 85.6828 | 15.6548 | 0 | 0.90892 | 8.762 | 76.9255 | 206.409 | [6 empty] | -- | -- | Successful (99 warnings) | 15.0537 | 50134.3 | 18274.2 | 0 | 1774.79 | 0 | 75309.9 | 145508 | 77659.4 | 0 | 325.319 | 223493 | 2578.03 | 0 | 0 | 0 | 0 | 1436.1 | 0 | 4014.14 | 0 | 0 | 0 | 4014.14 | 0 | 0 | 0 | 0 | 0 | 0 | 0 | 0 | 0 | 0 | 0 | 0 | 19.7489 | 79.8523 | 20.0189 | 0 | 1.3212 | 9.6475 | 76.0654 | 206.654 | [6 empty] | CBECC-Com 2013-3d (832) | BEMCmpMgr 2013 v3d (4008) | CA 2013 Nonresidential, Vers. 2.0 | 1.11.1.d869ebc332 | 8.5 | - | C:\360Local\CBECC-COM_SF\trunk\CBECC-Com13\Data\EPW\ | C:\360Local\CBECC-COM_SF\trunk\CBECC-Com13\Projects\InsideConvCoef Tests\BatchOut_160512_Initial test_Skylight01\
| 2016-May-12 14:46:01 | 050016-SimpleFen0.75-RetlMed | 050016-SimpleFen0.75-RetlMed | BISHOP_724800 | Title24Compliance | 1:22 | PASS | 0.3 | -- | -- | Successful (3 severe errors, 100 warnings) | 15.6919 | 53884.5 | 12956.9 | 0 | 1233.03 | 0 | 75530.5 | 143621 | 77659.4 | 0 | 243.184 | 221523 | 2499.31 | 0 | 0 | 0 | 0 | 1304.32 | 0 | 3803.63 | 0 | 0 | 0 | 3803.63 | 0 | 0 | 0 | 0 | 0 | 0 | 0 | 0 | 0 | 0 | 0 | 0 | 19.0831 | 85.5731 | 15.5834 | 0 | 0.91688 | 8.762 | 76.2945 | 206.213 | [6 empty] | -- | -- | Successful (99 warnings) | 15.0537 | 50134.3 | 18274.2 | 0 | 1774.79 | 0 | 75309.9 | 145508 | 77659.4 | 0 | 325.319 | 223493 | 2578.03 | 0 | 0 | 0 | 0 | 1436.1 | 0 | 4014.14 | 0 | 0 | 0 | 4014.14 | 0 | 0 | 0 | 0 | 0 | 0 | 0 | 0 | 0 | 0 | 0 | 0 | 19.7489 | 79.8523 | 20.0189 | 0 | 1.3212 | 9.6475 | 76.0654 | 206.654 | [6 empty] | CBECC-Com 2013-3d (832) | BEMCmpMgr 2013 v3d (4008) | CA 2013 Nonresidential, Vers. 2.0 | 1.11.1.d869ebc332 | 8.5 | - | C:\360Local\CBECC-COM_SF\trunk\CBECC-Com13\Data\EPW\ | C:\360Local\CBECC-COM_SF\trunk\CBECC-Com13\Projects\InsideConvCoef Tests\BatchOut_160512_Initial test_Skylight01\
| 2016-May-12 14:47:16 | 050016-SimpleFen1.03-RetlMed | 050016-SimpleFen1.03-RetlMed | BISHOP_724800 | Title24Compliance | 1:11 | PASS | 0.5 | -- | -- | Successful (100 warnings) | 15.9425 | 53681.7 | 12927.3 | 0 | 1233.41 | 0 | 75342.8 | 143201 | 77659.4 | 0 | 243.184 | 221104 | 2533.77 | 0 | 0 | 0 | 0 | 1304.32 | 0 | 3838.09 | 0 | 0 | 0 | 3838.09 | 0 | 0 | 0 | 0 | 0 | 0 | 0 | 0 | 0 | 0 | 0 | 0 | 19.3246 | 85.3841 | 15.5553 | 0 | 0.9163 | 8.762 | 76.0848 | 206.027 | [6 empty] | -- | -- | Successful (99 warnings) | 15.0537 | 50134.3 | 18274.2 | 0 | 1774.79 | 0 | 75309.9 | 145508 | 77659.4 | 0 | 325.319 | 223493 | 2578.03 | 0 | 0 | 0 | 0 | 1436.1 | 0 | 4014.14 | 0 | 0 | 0 | 4014.14 | 0 | 0 | 0 | 0 | 0 | 0 | 0 | 0 | 0 | 0 | 0 | 0 | 19.7489 | 79.8523 | 20.0189 | 0 | 1.3212 | 9.6475 | 76.0654 | 206.654 | [6 empty] | CBECC-Com 2013-3d (832) | BEMCmpMgr 2013 v3d (4008) | CA 2013 Nonresidential, Vers. 2.0 | 1.11.1.d869ebc332 | 8.5 | - | C:\360Local\CBECC-COM_SF\trunk\CBECC-Com13\Data\EPW\ | C:\360Local\CBECC-COM_SF\trunk\CBECC-Com13\Projects\InsideConvCoef Tests\BatchOut_160512_Initial test_Skylight01\
| 2016-May-12 14:48:36 | 050016-ModifiedFen0.25-RetlMed | 050016-ModifiedFen0.25-RetlMed | BISHOP_724800 | Title24Compliance | 1:15 | FAIL | -0.9 | -- | -- | Successful (1 severe error, 100 warnings) | 14.59 | 54585.5 | 13366.6 | 0 | 1213.58 | 0 | 76943.4 | 146124 | 77659.4 | 0 | 243.184 | 224026 | 2336.75 | 0 | 0 | 0 | 0 | 1304.32 | 0 | 3641.08 | 0 | 0 | 0 | 3641.08 | 0 | 0 | 0 | 0 | 0 | 0 | 0 | 0 | 0 | 0 | 0 | 0 | 17.8617 | 86.3281 | 15.9987 | 0 | 0.90316 | 8.762 | 77.8687 | 207.722 | [6 empty] | -- | -- | Successful (99 warnings) | 15.0249 | 50318.4 | 18336.1 | 0 | 1772.75 | 0 | 75309.9 | 145752 | 77659.4 | 0 | 325.319 | 223737 | 2573.77 | 0 | 0 | 0 | 0 | 1436.1 | 0 | 4009.87 | 0 | 0 | 0 | 4009.87 | 0 | 0 | 0 | 0 | 0 | 0 | 0 | 0 | 0 | 0 | 0 | 0 | 19.7155 | 80.133 | 20.1203 | 0 | 1.3197 | 9.6475 | 76.0654 | 207.001 | [6 empty] | CBECC-Com 2013-3d (832) | BEMCmpMgr 2013 v3d (4008) | CA 2013 Nonresidential, Vers. 2.0 | 1.11.1.d869ebc332 | 8.5 | - | C:\360Local\CBECC-COM_SF\trunk\CBECC-Com13\Data\EPW\ | C:\360Local\CBECC-COM_SF\trunk\CBECC-Com13\Projects\InsideConvCoef Tests\BatchOut_160512_Initial test_Skylight01\
| 2016-May-12 14:49:51 | 050016-ModifiedFen0.50-RetlMed | 050016-ModifiedFen0.50-RetlMed | BISHOP_724800 | Title24Compliance | 1:10 | PASS | 0.1 | -- | -- | Successful (100 warnings) | 15.1857 | 54184.5 | 13129 | 0 | 1224.56 | 0 | 76095.6 | 144649 | 77659.4 | 0 | 243.184 | 222551 | 2425.53 | 0 | 0 | 0 | 0 | 1304.32 | 0 | 3729.85 | 0 | 0 | 0 | 3729.85 | 0 | 0 | 0 | 0 | 0 | 0 | 0 | 0 | 0 | 0 | 0 | 0 | 18.5277 | 85.912 | 15.7851 | 0 | 0.91093 | 8.762 | 76.9255 | 206.823 | [6 empty] | -- | -- | Successful (99 warnings) | 15.0249 | 50318.4 | 18336.1 | 0 | 1772.75 | 0 | 75309.9 | 145752 | 77659.4 | 0 | 325.319 | 223737 | 2573.77 | 0 | 0 | 0 | 0 | 1436.1 | 0 | 4009.87 | 0 | 0 | 0 | 4009.87 | 0 | 0 | 0 | 0 | 0 | 0 | 0 | 0 | 0 | 0 | 0 | 0 | 19.7155 | 80.133 | 20.1203 | 0 | 1.3197 | 9.6475 | 76.0654 | 207.001 | [6 empty] | CBECC-Com 2013-3d (832) | BEMCmpMgr 2013 v3d (4008) | CA 2013 Nonresidential, Vers. 2.0 | 1.11.1.d869ebc332 | 8.5 | - | C:\360Local\CBECC-COM_SF\trunk\CBECC-Com13\Data\EPW\ | C:\360Local\CBECC-COM_SF\trunk\CBECC-Com13\Projects\InsideConvCoef Tests\BatchOut_160512_Initial test_Skylight01\
| 2016-May-12 14:51:05 | 050016-ModifiedFen0.75-RetlMed | 050016-ModifiedFen0.75-RetlMed | BISHOP_724800 | Title24Compliance | 1:10 | PASS | 0.1 | -- | -- | Successful (100 warnings) | 15.5757 | 54207.5 | 13171.9 | 0 | 1229.77 | 0 | 75530.5 | 144155 | 77659.4 | 0 | 243.184 | 222058 | 2481.97 | 0 | 0 | 0 | 0 | 1304.32 | 0 | 3786.29 | 0 | 0 | 0 | 3786.29 | 0 | 0 | 0 | 0 | 0 | 0 | 0 | 0 | 0 | 0 | 0 | 0 | 18.9477 | 86.0277 | 15.8768 | 0 | 0.91419 | 8.762 | 76.2945 | 206.823 | [6 empty] | -- | -- | Successful (99 warnings) | 15.0249 | 50318.4 | 18336.1 | 0 | 1772.75 | 0 | 75309.9 | 145752 | 77659.4 | 0 | 325.319 | 223737 | 2573.77 | 0 | 0 | 0 | 0 | 1436.1 | 0 | 4009.87 | 0 | 0 | 0 | 4009.87 | 0 | 0 | 0 | 0 | 0 | 0 | 0 | 0 | 0 | 0 | 0 | 0 | 19.7155 | 80.133 | 20.1203 | 0 | 1.3197 | 9.6475 | 76.0654 | 207.001 | [6 empty] | CBECC-Com 2013-3d (832) | BEMCmpMgr 2013 v3d (4008) | CA 2013 Nonresidential, Vers. 2.0 | 1.11.1.d869ebc332 | 8.5 | - | C:\360Local\CBECC-COM_SF\trunk\CBECC-Com13\Data\EPW\ | C:\360Local\CBECC-COM_SF\trunk\CBECC-Com13\Projects\InsideConvCoef Tests\BatchOut_160512_Initial test_Skylight01\
| 2016-May-12 14:52:20 | 050016-ModifiedFen1.03-RetlMed | 050016-ModifiedFen1.03-RetlMed | BISHOP_724800 | Title24Compliance | 1:10 | FAIL | -0.3 | -- | -- | Successful (100 warnings) | 15.9966 | 54168.6 | 13138.3 | 0 | 1239.38 | 0 | 75342.8 | 143905 | 77659.4 | 0 | 243.184 | 221808 | 2544.02 | 0 | 0 | 0 | 0 | 1304.32 | 0 | 3848.35 | 0 | 0 | 0 | 3848.35 | 0 | 0 | 0 | 0 | 0 | 0 | 0 | 0 | 0 | 0 | 0 | 0 | 19.4097 | 86.08 | 15.9027 | 0 | 0.92131 | 8.762 | 76.0848 | 207.161 | [6 empty] | -- | -- | Successful (99 warnings) | 15.0249 | 50318.4 | 18336.1 | 0 | 1772.75 | 0 | 75309.9 | 145752 | 77659.4 | 0 | 325.319 | 223737 | 2573.77 | 0 | 0 | 0 | 0 | 1436.1 | 0 | 4009.87 | 0 | 0 | 0 | 4009.87 | 0 | 0 | 0 | 0 | 0 | 0 | 0 | 0 | 0 | 0 | 0 | 0 | 19.7155 | 80.133 | 20.1203 | 0 | 1.3197 | 9.6475 | 76.0654 | 207.001 | [6 empty] | CBECC-Com 2013-3d (832) | BEMCmpMgr 2013 v3d (4008) | CA 2013 Nonresidential, Vers. 2.0 | 1.11.1.d869ebc332 | 8.5 | - | C:\360Local\CBECC-COM_SF\trunk\CBECC-Com13\Data\EPW\ | C:\360Local\CBECC-COM_SF\trunk\CBECC-Com13\Projects\InsideConvCoef Tests\BatchOut_160512_Initial test_Skylight01\
| 2016-May-12 14:53:36 | 050016-ModifiedFen1.031-RetlMed | 050016-ModifiedFen1.031-RetlMed | BISHOP_724800 | Title24Compliance | 1:11 | FAIL | -0.5 | -- | -- | Successful (100 warnings) | 16.0061 | 54240.4 | 13220.9 | 0 | 1237.52 | 0 | 75342.8 | 144058 | 77659.4 | 0 | 243.184 | 221960 | 2543.91 | 0 | 0 | 0 | 0 | 1304.32 | 0 | 3848.23 | 0 | 0 | 0 | 3848.23 | 0 | 0 | 0 | 0 | 0 | 0 | 0 | 0 | 0 | 0 | 0 | 0 | 19.4043 | 86.1928 | 16.0031 | 0 | 0.91954 | 8.762 | 76.0848 | 207.366 | [6 empty] | -- | -- | Successful (99 warnings) | 15.0249 | 50318.4 | 18336.1 | 0 | 1772.75 | 0 | 75309.9 | 145752 | 77659.4 | 0 | 325.319 | 223737 | 2573.77 | 0 | 0 | 0 | 0 | 1436.1 | 0 | 4009.87 | 0 | 0 | 0 | 4009.87 | 0 | 0 | 0 | 0 | 0 | 0 | 0 | 0 | 0 | 0 | 0 | 0 | 19.7155 | 80.133 | 20.1203 | 0 | 1.3197 | 9.6475 | 76.0654 | 207.001 | [6 empty] | CBECC-Com 2013-3d (832) | BEMCmpMgr 2013 v3d (4008) | CA 2013 Nonresidential, Vers. 2.0 | 1.11.1.d869ebc332 | 8.5 | - | C:\360Local\CBECC-COM_SF\trunk\CBECC-Com13\Data\EPW\ | C:\360Local\CBECC-COM_SF\trunk\CBECC-Com13\Projects\InsideConvCoef Tests\BatchOut_160512_Initial test_Skylight01\
| 2016-May-12 14:54:51 | 050016-ModifiedFen1.25-RetlMed | 050016-ModifiedFen1.25-RetlMed | BISHOP_724800 | Title24Compliance | 1:10 | FAIL | -1 | -- | -- | Successful (100 warnings) | 16.0416 | 54424.4 | 13372.1 | 0 | 1235.75 | 0 | 75342.8 | 144391 | 77659.4 | 0 | 243.184 | 222294 | 2547.56 | 0 | 0 | 0 | 0 | 1304.32 | 0 | 3851.88 | 0 | 0 | 0 | 3851.88 | 0 | 0 | 0 | 0 | 0 | 0 | 0 | 0 | 0 | 0 | 0 | 0 | 19.4205 | 86.4903 | 16.2179 | 0 | 0.91814 | 8.762 | 76.0848 | 207.894 | [6 empty] | -- | -- | Successful (99 warnings) | 15.0249 | 50318.4 | 18336.1 | 0 | 1772.75 | 0 | 75309.9 | 145752 | 77659.4 | 0 | 325.319 | 223737 | 2573.77 | 0 | 0 | 0 | 0 | 1436.1 | 0 | 4009.87 | 0 | 0 | 0 | 4009.87 | 0 | 0 | 0 | 0 | 0 | 0 | 0 | 0 | 0 | 0 | 0 | 0 | 19.7155 | 80.133 | 20.1203 | 0 | 1.3197 | 9.6475 | 76.0654 | 207.001 | [6 empty] | CBECC-Com 2013-3d (832) | BEMCmpMgr 2013 v3d (4008) | CA 2013 Nonresidential, Vers. 2.0 | 1.11.1.d869ebc332 | 8.5 | - | C:\360Local\CBECC-COM_SF\trunk\CBECC-Com13\Data\EPW\ | C:\360Local\CBECC-COM_SF\trunk\CBECC-Com13\Projects\InsideConvCoef Tests\BatchOut_160512_Initial test_Skylight01\
| 2016-May-12 14:56:04 | 050016-ModifiedFen1.75-RetlMed | 050016-ModifiedFen1.75-RetlMed | BISHOP_724800 | Title24Compliance | 1:09 | FAIL | -3 | -- | -- | Successful (100 warnings) | 16.5499 | 54925.5 | 13760.7 | 0 | 1241.17 | 0 | 75342.8 | 145287 | 77659.4 | 0 | 243.184 | 223189 | 2619.8 | 0 | 0 | 0 | 0 | 1304.32 | 0 | 3924.12 | 0 | 0 | 0 | 3924.12 | 0 | 0 | 0 | 0 | 0 | 0 | 0 | 0 | 0 | 0 | 0 | 0 | 19.9591 | 87.2977 | 16.7924 | 0 | 0.92169 | 8.762 | 76.0848 | 209.818 | [6 empty] | -- | -- | Successful (99 warnings) | 15.0249 | 50318.4 | 18336.1 | 0 | 1772.75 | 0 | 75309.9 | 145752 | 77659.4 | 0 | 325.319 | 223737 | 2573.77 | 0 | 0 | 0 | 0 | 1436.1 | 0 | 4009.87 | 0 | 0 | 0 | 4009.87 | 0 | 0 | 0 | 0 | 0 | 0 | 0 | 0 | 0 | 0 | 0 | 0 | 19.7155 | 80.133 | 20.1203 | 0 | 1.3197 | 9.6475 | 76.0654 | 207.001 | [6 empty] | CBECC-Com 2013-3d (832) | BEMCmpMgr 2013 v3d (4008) | CA 2013 Nonresidential, Vers. 2.0 | 1.11.1.d869ebc332 | 8.5 | - | C:\360Local\CBECC-COM_SF\trunk\CBECC-Com13\Data\EPW\ | C:\360Local\CBECC-COM_SF\trunk\CBECC-Com13\Projects\InsideConvCoef Tests\BatchOut_160512_Initial test_Skylight01\
| 2016-May-12 14:57:17 | 050016-ModifiedFen2.25-RetlMed | 050016-ModifiedFen2.25-RetlMed | BISHOP_724800 | Title24Compliance | 1:09 | FAIL | -4.5 | -- | -- | Successful (100 warnings) | 16.707 | 55447.3 | 14213.9 | 0 | 1237.62 | 0 | 75342.8 | 146258 | 77659.4 | 0 | 243.184 | 224161 | 2640.16 | 0 | 0 | 0 | 0 | 1304.32 | 0 | 3944.49 | 0 | 0 | 0 | 3944.49 | 0 | 0 | 0 | 0 | 0 | 0 | 0 | 0 | 0 | 0 | 0 | 0 | 20.0884 | 88.1272 | 17.4301 | 0 | 0.91881 | 8.762 | 76.0848 | 211.411 | [6 empty] | -- | -- | Successful (99 warnings) | 15.0249 | 50318.4 | 18336.1 | 0 | 1772.75 | 0 | 75309.9 | 145752 | 77659.4 | 0 | 325.319 | 223737 | 2573.77 | 0 | 0 | 0 | 0 | 1436.1 | 0 | 4009.87 | 0 | 0 | 0 | 4009.87 | 0 | 0 | 0 | 0 | 0 | 0 | 0 | 0 | 0 | 0 | 0 | 0 | 19.7155 | 80.133 | 20.1203 | 0 | 1.3197 | 9.6475 | 76.0654 | 207.001 | [6 empty] | CBECC-Com 2013-3d (832) | BEMCmpMgr 2013 v3d (4008) | CA 2013 Nonresidential, Vers. 2.0 | 1.11.1.d869ebc332 | 8.5 | - | C:\360Local\CBECC-COM_SF\trunk\CBECC-Com13\Data\EPW\ | C:\360Local\CBECC-COM_SF\trunk\CBECC-Com13\Projects\InsideConvCoef Tests\BatchOut_160512_Initial test_Skylight01\
Updated Curves 160425